## Cost of Heating
Cost of Heat by Energy Source & System Performance Update "Cost per Unit" using the spreadsheet (www.1000HomeChallenge.org/resources)
Heating System Type | Unit | BTUs Per Unit | Cost Per Unit (Change this column) | Unit Cost (per million btus) | System Efficiency | Distribution Efficiency | Combined Efficiency | Delivered Cost (per million btus) | BTUs Produced (per $100 spent)
Natural Gas Furnace | Therm | 100000 | 1 | 10 | 80% | 80% | 64% | 15.625 | 6400000
Natural Gas High Eff. Furnace | Therm | 100000 | 1 | 10 | 92% | 80% | 73.6% | 13.587 | 7360000
Natural Gas Stove/Fireplace | Therm | 100000 | 1 | 10 | 80% | 100% | 80% | 12.5 | 8000000
Electric Resistance Heat | kWh | 3413 | 0.15 | 43.9496 | 100% | 100% | 100% | 43.9496 | 2275333.3333
Heat Pump | kWh | 3413 | 0.15 | 43.9496 | 225% | 72% | 162% | 27.1294 | 3686040
Ductless Heat Pump | kWh | 3413 | 0.15 | 43.9496 | 300% | 100% | 300% | 14.6499 | 6826000
Fuel Oil Furnace | Gallon | 138000 | 4 | 28.9855 | 80% | 80% | 64% | 45.2899 | 2208000
Fuel Oil Hydronics | Gallon | 138000 | 4 | 28.9855 | 80% | 95% | 76% | 38.1388 | 2622000
Propane Furnace | Gallon | 92000 | 3 | 32.6087 | 80% | 80% | 64% | 50.9511 | 1962666.6667
Propane Stove/Fireplace | Gallon | 92000 | 3 | 32.6087 | 80% | 100% | 80% | 40.7609 | 2453333.3333
Wood | Cord | 12000000 | 200 | 16.6667 | 60% | 100% | 60% | 27.7778 | 3600000
Pellets (wood) | Ton | 16000000 | 360 | 22.5 | 70% | 100% | 70% | 32.1429 | 3111111.1111
Note on A1: Thanks to Bob Davis, Ecotope for permission to post this document

## Energy Unit Conversion Chart
NOTES:
yellow | shaded cells allow user input; change fuel - drop down menu in cells A8:A11
gray | shaded cells are calculated
Energy Unit Conversion Chart
Select Energy Source | Enter annual use | MMBtu | kWh
Cord Hardwood - cords | 1 | 24 | 7033.9977
Electricity - kWh | 7500 | 25.59 | 7500
Propane - gal | 275 | 25.19 | 7382.7667
Fuel oil (#2) - gal | 185 | 25.6595 | 7520.3693
TOTALS |  | 100.4395 | 29437.1336
Note on A6: This chart was extracted from the THC Threshold Calculator by Michael Blasnik
Note on A7: User can change energy source with drop down menu

## Weather data, zip codes (hidden)
Lookup tables
Station | HDD65 | CDPH65 | CDH74 | Fuel | kBtu/unit
use zip code |  |  |  | Other | 0
AK_ADAK_NAS | 9108 | 0 | 0 | Electricity - kWh | 3.412
AK_AMBLER | 14093 | 0 | 28 | Nat Gas - therms | 100
AK_ANAKTUVUK_PASS | 16270 | 0 | 0 | Nat Gas - ccf | 102
AK_ANCHORAGE_ELMENDORF | 8822 | 0 | 27 | Nat Gas - cubic meters | 36
AK_ANCHORAGE_INTL_AP | 10058 | 0 | 4 | Propane - gal | 91.6
AK_ANCHORAGE_MERRILL_FIEL | 9012 | 1 | 28 | Propane - lbs. | 22
AK_ANIAK_AIRPORT | 11412 | 0 | 2 | Fuel oil (#2) - gal | 138.7
AK_ANNETTE_ISLAND_AP | 6769 | 0 | 73 | Kerosene (#1 oil) - gal | 134
AK_ANVIK | 11530 | 0 | 178 | Cord Hardwood - cords | 24000
AK_BARROW_W_POST_W_ROGERS | 19777 | 0 | 0 | Cord Softwood - cords | 18000
AK_BETHEL_AIRPORT | 11981 | 0 | 13 | Cord Word - lbs. | 6.9
AK_BETTLES_FIELD | 14821 | 0 | 162 | Wood pellets - lbs. | 8.2
AK_BIG_DELTA_ALLEN_AAF | 12637 | 0 | 1176
AK_BIG_RIVER_LAKE | 9783 | 3 | 133
AK_BIRCHWOOD | 9416 | 0 | 32
AK_CHULITNA | 10385 | 4 | 42
AK_COLD_BAY_ARPT | 9436 | 0 | 0
AK_CORDOVA | 9286 | 0 | 1
AK_DEADHORSE | 18249 | 0 | 7
AK_DILLINGHAM_AMOS | 10403 | 0 | 3
AK_DUTCH_HARBOR | 8873 | 0 | 0
AK_EMMONAK | 11681 | 0 | 6
AK_FAIRBANKS_EIELSON_A | 12120 | 0 | 257
AK_FAIRBANKS_INTL_ARPT | 12986 | 0 | 436
AK_FORT_YUKON | 14928 | 0 | 77
AK_GAMBELL | 13263 | 0 | 0
AK_GULKANA_INTERMEDIATE_F | 13369 | 0 | 44
AK_GUSTAVUS | 9029 | 0 | 21
AK_HAYES_RIVER | 10273 | 3 | 41
AK_HEALY_RIVER_AIRPORT | 10590 | 0 | 66
AK_HOMER_ARPT | 9610 | 0 | 1
AK_HOONAH | 8755 | 0 | 39
AK_HOOPER_BAY | 11879 | 0 | 0
AK_HUSLIA | 13467 | 0 | 54
AK_HYDABURG_SEAPLANE | 7360 | 0 | 24300
AK_ILIAMNA_ARPT | 9761 | 0 | 76
AK_JUNEAU_INT'L_ARPT | 8381 | 0 | 44
AK_KAKE_SEAPLANE_BASE | 8293 | 0 | 14
AK_KENAI_MUNICIPAL_AP | 9981 | 0 | 65
AK_KETCHIKAN_INTL_AP | 7937 | 0 | 77
AK_KING_SALMON_ARPT | 10664 | 3 | 61
AK_KODIAK_AIRPORT | 8464 | 0 | 15
AK_KOTZEBUE_RALPH_WEIN_ME | 15182 | 0 | 0
AK_LAKE_HOOD_SEAPLANE | 8909 | 0 | 0
AK_MCGRATH_ARPT | 13959 | 0 | 84
AK_MEKORYUK | 11483 | 0 | 0
AK_MIDDLETON_ISLAND_AUT | 8144 | 0 | 0
AK_MINCHUMINA | 12669 | 0 | 440
AK_NENANA_MUNICIPAL_AP | 12859 | 0 | 195
AK_NOME_MUNICIPAL_ARPT | 13324 | 0 | 8
AK_NORTHWAY_AIRPORT | 15244 | 15 | 289
AK_PALMER_MUNICIPAL | 8501 | 0 | 77
AK_PETERSBURG | 8388 | 0 | 69
AK_POINT_HOPE_AWOS | 14883 | 0 | 0
AK_PORT_HEIDEN | 9982 | 1 | 0
AK_SAINT_MARYS_AWOS | 11673 | 0 | 2
AK_SAND_POINT | 9047 | 0 | 0
AK_SAVOONGA | 13065 | 0 | 0
AK_SELAWIK | 14623 | 0 | 1
AK_SEWARD | 9011 | 0 | 1
AK_SHEMYA_AFB | 9772 | 0 | 0
AK_SHISHMAREF_AWOS | 14409 | 0 | 7
AK_SITKA_JAPONSKI_AP | 7906 | 0 | 0
AK_SKAGWAY_AIRPORT | 8280 | 23 | 124
AK_SLEETMUTE | 11527 | 622 | 3480
AK_SOLDOTNA | 10048 | 0 | 19
AK_ST_PAUL_ISLAND_ARPT | 10504 | 0 | 0
AK_TALKEETNA_STATE_ARPT | 10885 | 0 | 123
AK_TANANA_RALPH_M_CALHOUN | 13566 | 0 | 85
AK_TOGIAC_VILLAGE_AWOS | 10290 | 0 | 35
AK_UNALAKLEET_FIELD | 12270 | 0 | 0
AK_VALDEZ_PIONEER_FIEL | 9160 | 0 | 0
AK_VALDEZ_WSO | 9210 | 0 | 15
AK_WHITTIER | 9263 | 0 | 0
AK_WRANGELL | 7892 | 12 | 113
AK_YAKUTAT_STATE_ARPT | 9027 | 0 | 1
AL_ANNISTON_METROPOLITAN | 2537 | 13111 | 13141
AL_AUBURN_OPELIKA_APT | 2641 | 8864 | 8747
AL_BIRMINGHAM_MUNICIPAL_A | 2654 | 11952 | 16954
AL_CAIRNS_FIELD_FORT_RUCK | 2407 | 20638 | 16948
AL_DOTHAN_MUNICIPAL_AP | 2028 | 19743 | 22417
AL_GADSEN_MUNI_AWOS | 3006 | 7407 | 12573
AL_HUNTSVILLE_INTL_JONES | 3423 | 8830 | 14879
AL_MAXWELL_AFB | 2525 | 18693 | 23366
AL_MOBILE_DOWNTOWN_AP | 1651 | 22522 | 22711
AL_MOBILE_REGIONAL_AP | 1681 | 20909 | 20801
AL_MONTGOMERY_DANNELLY_FI | 2141 | 15832 | 20586
AL_MUSCLE_SHOALS_REGIONAL | 2740 | 13464 | 14407
AL_TROY_AF | 2150 | 17416 | 19298
AL_TUSCALOOSA_MUNICIPAL_A | 2609 | 15692 | 18817
AR_BATESVILLE_AWOS | 3713 | 5130 | 16653
AR_BENTONVILLE_AWOS | 4331 | 7431 | 14884
AR_EL_DORADO_GOODWIN_FIEL | 2626 | 19281 | 28021
AR_FAYETTEVILLE_DRAKE_FIE | 3672 | 9237 | 18248
AR_FLIPPIN_AWOS | 3674 | 4442 | 16257
AR_FORT_SMITH_REGIONAL_AP | 3551 | 12579 | 20904
AR_HARRISON_FAA_AP | 3765 | 6888 | 15050
AR_JONESBORO_MUNI | 4190 | 10070 | 18690
AR_LITTLE_ROCK_ADAMS_FIEL | 3030 | 15582 | 21340
AR_LITTLE_ROCK_AFB | 3462 | 16377 | 20136
AR_MEMORIAL_FLD | 3203 | 13815 | 21271
AR_PINE_BLUFF_FAA_AP | 3331 | 18460 | 25595
AR_ROGERS_AWOS | 4264 | 5363 | 17015
AR_SILOAM_SPRINGAWOS | 3813 | 4496 | 16378
AR_SPRINGDALE_MUNI | 3903 | 5473 | 14784
AR_STUTTGART_AWOS | 2789 | 16078 | 19920
AR_TEXARKANA_WEBB_FIELD | 2431 | 17387 | 25011
AR_WALNUT_RIDGE_AWOS | 3682 | 9934 | 15872
AZ_CASA_GRANDA_AWOS | 1433 | 154 | 59950
AZ_DAVIS_MONTHAN_AFB | 1104 | 281 | 47714
AZ_DEER_VALLEY_PHOENIX | 1277 | 442 | 62400
AZ_DOUGLAS_BISBEE_DOUGLAS | 2287 | 134 | 24241
AZ_FLAGSTAFF_PULLIAM_ARPT | 7035 | 0 | 3272
AZ_GRAND_CANYON_NATL_P | 6516 | 0 | 6241
AZ_KINGMAN_AMOS | 2955 | 98 | 35695
AZ_LUKE_AFB | 1102 | 916 | 67358
AZ_PAGE_MUNI_AMOS | 3609 | 1 | 24056
AZ_PHOENIX_SKY_HARBOR_INT | 972 | 476 | 69579
AZ_PRESCOTT_LOVE_FIELD | 4088 | 31 | 12923
AZ_SAFFORD_AMOS | 1854 | 137 | 39095
AZ_SCOTTSDALE_MUNI | 1174 | 948 | 62584
AZ_SHOW_LOW_MUNICIPAL | 4456 | 0 | 6948
AZ_TUCSON_INTERNATIONAL_A | 1560 | 546 | 41440
AZ_WINSLOW_MUNICIPAL_AP | 4377 | 6 | 17346
AZ_YUMA_INTL_ARPT | 513 | 3187 | 65756
AZ_YUMA_MCAS | 649 | 4446 | 64164
CA_ALTURAS | 6383 | 1 | 9603
CA_ARCATA_AIRPORT | 4866 | 0 | 20
CA_BAKERSFIELD_MEADOWS_FI | 1972 | 9 | 28490
CA_BEALE_AFB | 2636 | 140 | 23694
CA_BISHOP_AIRPORT | 3987 | 0 | 23509
CA_BLUE_CANYON_AP | 5101 | 573 | 1652
CA_BLYTHE_RIVERSIDE_CO_AR | 796 | 1818 | 73950
CA_BURBANK_GLENDALE_PASSA | 1383 | 361 | 13909
CA_CAMARILLO_AWOS | 1905 | 8 | 2691
CA_CAMP_PENDLETON_MCAS | 1977 | 124 | 3265
CA_CARLSBAD_PALOMAR | 1716 | 99 | 348
CA_CHINA_LAKE_NAF | 2729 | 0 | 39973
CA_CHINO_AIRPORT | 1556 | 16 | 16875
CA_CHULA_VISTA_BROWN_FIEL | 1574 | 27 | 1811
CA_CONCORD_CONCORD_BUCHAN | 2437 | 0 | 8586
CA_CRESCENT_CITY_FAA_AI | 4780 | 0 | 0
CA_DAGGETT_BARSTOW_DAGGET | 1893 | 34 | 42650
CA_EDWARDS_AFB | 3161 | 132 | 26045
CA_FRESNO_YOSEMITE_INTL_A | 2282 | 47 | 28312
CA_FULLERTON_MUNICIPAL | 1266 | 457 | 8591
CA_HAYWARD_AIR_TERM | 2257 | 3 | 2783
CA_IMPERIAL | 802 | 5173 | 64055
CA_JACK_NORTHROP_FLD_H | 1232 | 65 | 2167
CA_LANCASTER_GEN_WM_FOX_F | 2828 | 22 | 26644
CA_LEMOORE_REEVES_NAS | 2524 | 244 | 25426
CA_LIVERMORE_MUNICIPAL | 2871 | 1 | 8396
CA_LOMPOC_AWOS | 3165 | 0 | 697
CA_LONG_BEACH_DAUGHERTY_F | 1094 | 52 | 4735
CA_LOS_ANGELES_INTL_ARPT | 1132 | 65 | 609
CA_MARCH_AFB | 2052 | 152 | 22612
CA_MERCED_MACREADY_FLD | 2215 | 4 | 21165
CA_MODESTO_CITY_COUNTY_AP | 2155 | 0 | 18571
CA_MONTAGUE_SISKIYOU_COUN | 5029 | 0 | 10214
CA_MONTEREY_NAF | 3123 | 0 | 535
CA_MOUNTAIN_VIEW_MOFFETT | 2414 | 17 | 2899
CA_NAPA_CO_AIRPORT | 3107 | 5 | 2875
CA_NEEDLES_AIRPORT | 908 | 287 | 74805
CA_OAKLAND_METROPOLITAN_A | 2726 | 0 | 1173
CA_OXNARD_AIRPORT | 1931 | 44 | 721
CA_PALMDALE_AIRPORT | 2777 | 149 | 28099
CA_PALM_SPRINGS_INTL | 641 | 1007 | 65459
CA_PALM_SPRINGS_THERMAL_A | 1022 | 3548 | 64094
CA_PASO_ROBLES_MUNICIPAL | 2500 | 0 | 15131
CA_POINT_MUGU_NF | 2199 | 2 | 140
CA_PORTERVILLE_AWOS | 2415 | 0 | 23199
CA_REDDING_MUNICIPAL_ARPT | 2639 | 1 | 25061
CA_RED_BLUFF_MUNICIPAL_AR | 2726 | 50 | 25748
CA_RIVERSIDE_MUNI | 1555 | 55 | 16969
CA_SACRAMENTO_EXECUTIVE_A | 2533 | 308 | 14815
CA_SACRAMENTO_METROPOLITA | 2520 | 36 | 17584
CA_SALINAS_MUNICIPAL_AP | 2767 | 2 | 893
CA_SANDBERG | 3548 | 0 | 9241
CA_SANTA_ANA_JOHN_WAYNE_A | 1048 | 145 | 2152
CA_SANTA_BARBARA_MUNICIPA | 2347 | 1 | 630
CA_SANTA_MARIA_PUBLIC_ARP | 2711 | 0 | 1042
CA_SANTA_MONICA_MUNI | 1325 | 154 | 1057
CA_SANTA_ROSA_AWOS | 2791 | 338 | 6364
CA_SAN_DIEGO_LINDBERGH_FI | 967 | 398 | 1661
CA_SAN_DIEGO_MIRAMAR_NAS | 1727 | 447 | 4581
CA_SAN_DIEGO_MONTGOMER | 1525 | 120 | 2852
CA_SAN_DIEGO_NORTH_ISLAND | 1403 | 1136 | 259
CA_SAN_FRANCISCO_INTL_AP | 2652 | 0 | 666
CA_SAN_JOSE_INTL_AP | 2233 | 0 | 3187
CA_SAN_LUIS_CO_RGNL | 2246 | 0 | 2761
CA_SOUTH_LAKE_TAHOE | 7769 | 0 | 2429
CA_STOCKTON_METROPOLITAN | 2444 | 138 | 18282
CA_TRAVIS_FIELD_AFB | 2660 | 0 | 15685
CA_TRUCKEE_TAHOE | 7791 | 0 | 4716
CA_TWENTYNINE_PALMS | 1747 | 229 | 47480
CA_UKIAH_MUNICIPAL_AP | 2919 | 0 | 13386
CA_VAN_NUYS_AIRPORT | 1168 | 90 | 15997
CA_VISALIA_MUNI_AWOS | 2984 | 121 | 21634
CA_YUBA_CO | 2482 | 5 | 20847
CO_AKRON_WASHINGTON_CO_AP | 6019 | 32 | 9581
CO_ALAMOSA_SAN_LUIS_VALLE | 8438 | 0 | 2153
CO_ASPEN_PITKIN_CO_SAR | 8215 | 0 | 2220
CO_AURORA_BUCKLEY_FIELD_A | 6037 | 0 | 9708
CO_BROOMFIELD_JEFFCO_[BOU | 5772 | 1 | 8282
CO_COLORADO_SPRINGS_MUNI | 6045 | 0 | 6503
CO_CORTEZ_MONTEZUMA_CO | 5847 | 172 | 10552
CO_CRAIG_MOFFAT | 8412 | 0 | 4717
CO_DENVER_CENTENNIAL_[GOL | 6039 | 0 | 6377
CO_DENVER_INTL_AP | 5590 | 0 | 10888
CO_DURANGO_LA_PLATA_CO | 7030 | 0 | 5549
CO_EAGLE_COUNTY_AP | 7772 | 0 | 3960
CO_FORT_COLLINS_AWOS | 6980 | 89 | 6731
CO_GRAND_JUNCTION_WALKER | 5223 | 0 | 15014
CO_GREELEY_WELD_AWOS | 6724 | 1 | 7769
CO_GUNNISON_CO_AWOS | 9210 | 0 | 1236
CO_HAYDEN_YAMPA_AWOS | 8090 | 0 | 3458
CO_LAMAR_MUNICIPAL | 5572 | 435 | 17005
CO_LA_JUNTA_MUNICIPAL_AP | 5135 | 6 | 17916
CO_LEADVILLE_LAKE_CO | 10172 | 0 | 66
CO_LIMON | 6497 | 22 | 6307
CO_MONTROSE_CO_ARPT | 5923 | 0 | 10295
CO_PUEBLO_MEMORIAL_AP | 5115 | 12 | 13960
CO_RIFLE_GARFIELD_RGNL | 5880 | 0 | 10923
CO_TRINIDAD_LAS_ANIMAS_CO | 5202 | 0 | 9358
CT_BRIDGEPORT_SIKORSKY_ME | 5471 | 3272 | 3796
CT_DANBURY_MUNICIPAL | 6136 | 2261 | 4531
CT_GROTON_NEW_LONDON_AP | 5624 | 3224 | 1888
CT_HARTFORD_BRADLEY_INTL | 5906 | 3435 | 6804
CT_HARTFORD_BRAINARD_FD | 5415 | 1500 | 5222
CT_NEW_HAVEN_TWEED_AIRPOR | 5451 | 3721 | 4028
CT_OXFORD_AWOS | 6357 | 3192 | 4363
DE_DOVER_AFB | 4926 | 6973 | 8117
DE_WILMINGTON_NEW_CASTLE | 5026 | 5185 | 8936
FL_CRESTVIEW_BOB_SIKES_AP | 1636 | 23944 | 19594
FL_DAYTONA_BEACH_INTL_AP | 762 | 26135 | 23290
FL_FORT_LAUDERDALE | 311 | 35436 | 38021
FL_FORT_LAUDERDALE_HOLLYW | 131 | 44136 | 41535
FL_FORT_MYERS_PAGE_FIELD | 192 | 40489 | 36840
FL_GAINESVILLE_REGIONAL_A | 1273 | 24713 | 22942
FL_HOMESTEAD_AFB | 304 | 42302 | 38691
FL_JACKSONVILLE_CRAIG | 971 | 26005 | 20883
FL_JACKSONVILLE_INTL_ARPT | 1244 | 24112 | 22895
FL_JACKSONVILLE_NAS | 1056 | 27295 | 25666
FL_KEY_WEST_INTL_ARPT | 61 | 46670 | 47097
FL_KEY_WEST_NAS | 30 | 50197 | 46235
FL_LAKELAND_LINDER_RGN | 946 | 32822 | 27335
FL_MACDILL_AFB | 871 | 31555 | 32213
FL_MARATHON_AIRPORT | 120 | 59754 | 55549
FL_MAYPORT_NS | 1011 | 24321 | 22520
FL_MELBOURNE_REGIONAL_AP | 355 | 31175 | 26033
FL_MIAMI_INTL_AP | 138 | 37230 | 38726
FL_MIAMI_KENDALL_TAMIA | 229 | 34120 | 29181
FL_MIAMI_OPA_LOCKA | 225 | 41479 | 38099
FL_NAPLES_MUNICIPAL | 276 | 30099 | 29554
FL_NASA_SHUTTLE_FCLTY | 721 | 29511 | 25086
FL_OCALA_MUNI_AWOS | 1113 | 18312 | 24263
FL_ORLANDO_EXECUTIVE_AP | 645 | 29022 | 30679
FL_ORLANDO_INTL_ARPT | 506 | 31184 | 25709
FL_ORLANDO_SANFORD_AIRPOR | 655 | 22856 | 28399
FL_PANAMA_CITY_BAY_CO | 1235 | 32301 | 27748
FL_PENSACOLA_FOREST_SHERM | 1561 | 29140 | 23711
FL_PENSACOLA_REGIONAL_AP | 1144 | 29901 | 22976
FL_SARASOTA_BRADENTON | 584 | 37606 | 28412
FL_SOUTHWEST_FLORIDA_I | 304 | 35867 | 29656
FL_ST_LUCIE_CO_INTL | 699 | 30535 | 23550
FL_ST_PETERSBURG_ALBERT_W | 410 | 39427 | 36218
FL_ST_PETERSBURG_CLEAR | 711 | 35564 | 33813
FL_TALLAHASSEE_REGIONAL_A | 1512 | 22324 | 22250
FL_TAMPA_INTERNATIONAL_AP | 626 | 31215 | 31195
FL_TYNDALL_AFB | 1876 | 24601 | 18015
FL_VALPARAISO_ELGIN_AFB | 2033 | 22678 | 21088
FL_VALPARAISO_HURLBURT | 1905 | 26715 | 23949
FL_VERO_BEACH_MUNICIPAL_A | 286 | 35386 | 28583
FL_WEST_PALM_BEACH_INTL_A | 303 | 36944 | 32484
FL_WHITING_FIELD_NAAS | 1686 | 23499 | 20274
GA_ALBANY_DOUGHERTY_COUNT | 1698 | 17630 | 21843
GA_ALMA_BACON_COUNTY_AP | 2053 | 20307 | 21999
GA_ATHENS_BEN_EPPS_AP | 2685 | 10250 | 14247
GA_ATLANTA_HARTSFIELD_INT | 2731 | 8022 | 16720
GA_AUGUSTA_BUSH_FIELD | 2469 | 11518 | 21073
GA_BRUNSWICK_GOLDEN_IS | 2060 | 29257 | 22805
GA_BRUNSWICK_MALCOLM_MCKI | 1123 | 26826 | 19440
GA_COLUMBUS_METROPOLITAN | 2020 | 14744 | 23941
GA_DEKALB_PEACHTREE | 3272 | 10805 | 14530
GA_FORT_BENNING_LAWSON | 3093 | 11255 | 16246
GA_FULTON_CO_ARPT_BROW | 2872 | 10243 | 12330
GA_HUNTER_AAF | 2141 | 21232 | 21178
GA_MACON_MIDDLE_GA_REGION | 2360 | 15379 | 21103
GA_MARIETTA_DOBBINS_AFB | 3675 | 10236 | 10626
GA_MOODY_AFB_VALDOSTA | 1960 | 16263 | 20717
GA_ROME_R_B_RUSSELL_AP | 3275 | 8330 | 17993
GA_SAVANNAH_INTL_AP | 1719 | 19702 | 22082
GA_VALDOSTA_WB_AIRPORT | 1491 | 26852 | 26160
GA_WARNER_ROBINS_AFB | 2936 | 17244 | 18192
GU_ANDERSEN_AFB | 0 | 74601 | 53074
GU_GUAM_WFO | 0 | 81735 | 60012
HI_BARBERS_POINT_NAS | 12 | 13142 | 37098
HI_HILO_INTERNATIONAL_AP | 0 | 20974 | 15558
HI_HONOLULU_INTL_ARPT | 0 | 14049 | 34854
HI_KAHULUI_AIRPORT | 0 | 14251 | 27180
HI_KANEOHE_BAY_MCAS | 0 | 18414 | 30324
HI_KAPALUA | 0 | 8864 | 20181
HI_KONA_INTL_AT_KEAHOL | 0 | 19927 | 32375
HI_LANAI | 19 | 8656 | 8913
HI_LIHUE_AIRPORT | 0 | 28221 | 23639
HI_MOLOKAI_AMOS | 96 | 14382 | 22572
IA_ALGONA | 6781 | 3104 | 6225
IA_ATLANTIC | 6589 | 7568 | 7832
IA_BOONE_MUNI | 6628 | 5796 | 8021
IA_BURLINGTON_MUNICIPAL_A | 5619 | 9016 | 15046
IA_CARROLL | 6808 | 5071 | 9719
IA_CEDAR_RAPIDS_MUNICIPAL | 6827 | 4807 | 6067
IA_CHARITON | 5964 | 9314 | 11655
IA_CHARLES_CITY | 6691 | 6566 | 6183
IA_CLARINDA | 6016 | 12012 | 13528
IA_CLINTON_MUNI_AWOS | 6831 | 5643 | 9347
IA_COUNCIL_BLUFFS | 5795 | 8258 | 8214
IA_CRESTON | 6090 | 7460 | 8146
IA_DECORAH | 6060 | 4955 | 8624
IA_DENISON | 6508 | 5699 | 10562
IA_DES_MOINES_INTL_AP | 6437 | 5763 | 10670
IA_DUBUQUE_REGIONAL_AP | 7451 | 2894 | 4003
IA_ESTHERVILLE_MUNI | 8381 | 2724 | 5803
IA_FAIR_FIELD | 5971 | 8863 | 11117
IA_FORT_DODGE_AWOS | 7109 | 3491 | 8254
IA_FORT_MADISON | 5215 | 7988 | 10445
IA_KEOKUK_MUNI | 5436 | 5944 | 11359
IA_KNOXVILLE | 5844 | 8172 | 11633
IA_LE_MARS | 6055 | 6686 | 9774
IA_MASON_CITY_MUNICIPAL_A | 7858 | 3664 | 6503
IA_MONTICELLO_MUNI | 6789 | 4380 | 6798
IA_MUSCATINE | 6141 | 6205 | 9842
IA_NEWTON_MUNI | 6137 | 4971 | 7228
IA_OELWEN | 6417 | 3715 | 5344
IA_ORANGE_CITY | 6802 | 6331 | 7751
IA_OTTUMWA_INDUSTRIAL_AP | 6571 | 6339 | 8229
IA_RED_OAK | 5897 | 6221 | 13306
IA_SHELDON | 6869 | 8403 | 7364
IA_SHENANDOAH_MUNI | 6175 | 8937 | 12377
IA_SIOUX_CITY_SIOUX_GATEW | 6729 | 3409 | 10355
IA_SPENCER | 8133 | 3181 | 5931
IA_STORM_LAKE | 6915 | 3990 | 7032
IA_WASHINGTON | 6190 | 7090 | 9170
IA_WATERLOO_MUNICIPAL_AP | 7193 | 3603 | 8683
IA_WEBSTER_CITY | 6308 | 6464 | 11715
ID_BOISE_AIR_TERMINAL_[UO | 5327 | 0 | 10724
ID_BURLEY_MUNICIPAL_ARPT | 6157 | 17 | 8950
ID_CALDWELL_AWOS | 5728 | 0 | 10388
ID_COEUR_DALENEAWOS | 6819 | 1 | 5565
ID_HAILEY_FRIEDMAN_MEM | 7096 | 3 | 10413
ID_IDAHO_FALLS_FANNING_FI | 7690 | 1 | 6464
ID_JOSLIN_FLD_MAGIC_VA_[T | 6076 | 0 | 9956
ID_LEWISTON_NEZ_PERCE_CNT | 5380 | 1 | 11284
ID_MALAD_CITY | 6610 | 2 | 11219
ID_MOUNTAIN_HOME_AFB | 6031 | 0 | 13923
ID_POCATELLO_REGIONAL_AP | 7036 | 0 | 8374
ID_SALMON_LEMHI_AWOS | 7400 | 3 | 6303
ID_SODA_SPRINGS_TIGERT | 8364 | 0 | 5344
IL_AURORA_MUNICIPAL | 6723 | 3896 | 7463
IL_BELLEVILLE_SCOTT_AFB | 5255 | 6203 | 13413
IL_CAHOKIA_ST_LOUIS | 4561 | 9149 | 13935
IL_CENTRAL_ILLINOIS_RG | 6045 | 3357 | 7966
IL_CHICAGO_MIDWAY_AP | 5656 | 2689 | 10245
IL_CHICAGO_OHARE_INTL_AP | 6331 | 3497 | 7646
IL_CHICAGO_WAUKEGAN | 6933 | 4658 | 5499
IL_DECATUR | 5478 | 8812 | 11787
IL_MARION_REGIONAL | 4611 | 7338 | 12961
IL_MOLINE_QUAD_CITY_INTL | 6389 | 5088 | 9767
IL_MOUNT_VERNON_AWOS | 4762 | 5618 | 14262
IL_PEORIA_GREATER_PEORIA | 6168 | 4171 | 8474
IL_QUINCY_MUNI_BALDWIN_FL | 5168 | 5626 | 8499
IL_ROCKFORD_GREATER_ROCKF | 7172 | 2626 | 7402
IL_SOUTHERN_ILLINOIS | 4328 | 11629 | 16294
IL_SPRINGFIELD_CAPITAL_AP | 5465 | 5606 | 10994
IL_STERLING_ROCKFALLS | 6200 | 2443 | 7967
IL_UNIV_OF_ILLINOIS_WI_[B | 5674 | 8097 | 9518
IL_W_CHICAGO_DU_PAGE | 6124 | 3664 | 7788
IN_DELAWARE_CO_JOHNSON | 5559 | 4798 | 9085
IN_EVANSVILLE_REGIONAL_AP | 4421 | 7483 | 13901
IN_FORT_WAYNE_INTL_AP | 6403 | 2635 | 6947
IN_GRISSOM_ARB | 5897 | 3350 | 8005
IN_HUNTINGBURG | 4170 | 7883 | 13444
IN_INDIANAPOLIS_INTL_AP | 5785 | 6065 | 9504
IN_LAFAYETTE_PURDUE_UNIV | 5903 | 5972 | 8999
IN_MONROE_CO | 5316 | 9738 | 8740
IN_SOUTH_BEND_MICHIANA_RG | 5892 | 4621 | 7607
IN_TERRE_HAUTE_HULMAN_REG | 5070 | 9201 | 12819
KS_CHANUTE_MARTIN_JOHNSON | 4405 | 10377 | 17821
KS_CONCORDIA_BLOSSER_MUNI | 4838 | 2009 | 18719
KS_DODGE_CITY_REGIONAL_AP | 4919 | 894 | 16829
KS_EMPORIA_MUNICIPAL_AP | 5657 | 7300 | 15007
KS_FORT_RILEY_MARSHALL_AA | 4477 | 6441 | 18423
KS_GARDEN_CITY_MUNICIPAL | 5121 | 1266 | 14426
KS_GOODLAND_RENNER_FIELD | 5852 | 176 | 11776
KS_GREAT_BEND_AWOS | 4834 | 889 | 16254
KS_HAYS_MUNI_AWOS | 4963 | 792 | 19698
KS_HILL_CITY_MUNICIPAL_AP | 5534 | 2300 | 14801
KS_HUTCHINSON_MUNICIPAL_A | 4536 | 4298 | 17780
KS_LIBERAL_MUNI | 4754 | 1964 | 17799
KS_MANHATTAN_RGNL | 4951 | 9159 | 18042
KS_MCCONNELL_AFB | 4717 | 1892 | 22327
KS_NEWTON_AWOS | 4962 | 2936 | 14315
KS_OLATHE_JOHNSON_CO | 4542 | 6886 | 13798
KS_OLATHE_JOHNSON_CO_INDU | 4930 | 8220 | 14557
KS_RUSSELL_MUNICIPAL_AP | 4935 | 1730 | 16914
KS_SALINA_MUNICIPAL_AP | 4604 | 4878 | 21454
KS_TOPEKA_FORBES_FIELD | 4786 | 9883 | 12766
KS_TOPEKA_MUNICIPAL_AP | 4894 | 6754 | 14888
KS_WICHITA_COL_JABARA | 4766 | 4752 | 16530
KS_WICHITA_MID_CONTINENT | 4267 | 4074 | 16286
KY_BOWLING_GREEN_WARREN_C | 4323 | 9858 | 12400
KY_CINCINNATI_NORTHERN_KY | 5228 | 4500 | 7944
KY_FORT_CAMPBELL_AAF | 4426 | 11999 | 15951
KY_FORT_KNOX_GODMAN_AAF | 4857 | 5211 | 12844
KY_HENDERSON_CITY | 5001 | 1495 | 10029
KY_JACKSON_JULIAN_CARROLL | 3816 | 5132 | 7354
KY_LEXINGTON_BLUEGRASS_AP | 4799 | 6699 | 8379
KY_LONDON_CORBIN_AP | 4468 | 5456 | 8444
KY_LOUISVILLE_BOWMAN_FIEL | 3912 | 9215 | 11522
KY_LOUISVILLE_STANDIFORD | 4468 | 7751 | 12679
KY_PADUCAH_BARKLEY_REGION | 3753 | 10422 | 13827
KY_SOMERSETAWOS | 3865 | 5110 | 13761
LA_ALEXANDRIA_ESLER_REGIO | 2067 | 24611 | 23598
LA_BARKSDALE_AFB | 2518 | 18132 | 20541
LA_BATON_ROUGE_RYAN_ARPT | 1728 | 22013 | 24489
LA_ENGLAND_AFB | 1707 | 18291 | 24998
LA_FORT_POLK_AAF | 2167 | 21858 | 20083
LA_HOUMA_TERREBONNE | 1651 | 29463 | 24243
LA_LAFAYETTE_REGIONAL_AP | 1554 | 26387 | 24877
LA_LAKE_CHARLES_REGIONAL | 1601 | 29646 | 23049
LA_LAKE_CHARLES_WB_AIRP | 1803 | 26348 | 25045
LA_MONROE_REGIONAL_AP | 2196 | 20656 | 23058
LA_NEW_IBERIA_NAAS | 1678 | 27093 | 22537
LA_NEW_ORLEANS_ALVIN_CALL | 1154 | 28833 | 22789
LA_NEW_ORLEANS_INTL_ARPT | 1328 | 29649 | 25890
LA_NEW_ORLEANS_LAKEFRONT | 1212 | 30769 | 30204
LA_PATTERSON_MEMORIAL | 1416 | 23191 | 23049
LA_SHREVEPORT_DOWNTOWN | 2683 | 18291 | 28673
LA_SHREVEPORT_REGIONAL_AR | 2310 | 18200 | 23741
MA_BARNSTABLE_MUNI_BOA | 5669 | 3218 | 1785
MA_BEVERLY_MUNI | 6594 | 1908 | 4063
MA_BOSTON_LOGAN_INT'L_ARP | 5727 | 2120 | 5156
MA_CHICOPEE_FALLS_WESTO | 6278 | 2448 | 4893
MA_LAWRENCE_MUNI | 5870 | 1902 | 4785
MA_MARTHAS_VINEYARD | 5551 | 3072 | 1744
MA_NANTUCKET_MEMORIAL_AP | 5273 | 2567 | 553
MA_NEW_BEDFORD_RGNL | 5654 | 3029 | 5055
MA_NORTH_ADAMS | 6537 | 1204 | 3105
MA_NORWOOD_MEMORIAL | 6100 | 4385 | 5622
MA_OTIS_ANGB | 5994 | 5905 | 3265
MA_PLYMOUTH_MUNICIPAL | 5822 | 1740 | 2657
MA_PROVINCETOWN_AWOS | 5630 | 2128 | 2715
MA_WESTFIELD_BARNES_MUNI | 6541 | 2479 | 4543
MA_WORCHESTER_REGIONAL_AR | 7087 | 1312 | 2242
MD_ANDREWS_AFB | 4590 | 5300 | 10335
MD_BALTIMORE_BLT_WASHNGTN | 4573 | 5783 | 11154
MD_HAGERSTOWN_RGNL_RIC | 4801 | 4291 | 9303
MD_PATUXENT_RIVER_NAS | 3497 | 12144 | 11303
MD_SALISBURY_WICOMICO_CO | 3852 | 8552 | 13001
ME_AUBURN_LEWISTON | 7615 | 832 | 3489
ME_AUGUSTA_AIRPORT | 7418 | 1731 | 2337
ME_BANGOR_INTERNATIONAL_A | 7598 | 883 | 3994
ME_BAR_HARBOR_AWOS | 7949 | 40 | 352
ME_CARIBOU_MUNICIPAL_ARPT | 9762 | 210 | 1823
ME_HOULTON_INTL_ARPT | 9176 | 381 | 2298
ME_MILLINOCKET_MUNICIPAL | 7844 | 659 | 3218
ME_NAVAL_AIR_STATION | 7393 | 1587 | 2326
ME_NORTHERN_AROOSTOOK | 9684 | 205 | 1088
ME_PORTLAND_INTL_JETPORT | 7613 | 1612 | 2552
ME_PRESQUE_ISLE_MUNICIP | 9210 | 101 | 1898
ME_ROCKLAND_KNOXAWOS | 7371 | 190 | 1269
ME_SANFORD_MUNI_AWOS | 7691 | 258 | 3752
ME_WATERVILLE_AWOS | 7855 | 643 | 3196
ME_WISCASSET | 6800 | 1711 | 3110
MI_ALPENA_COUNTY_REGIONAL | 8179 | 708 | 3057
MI_ANN_ARBOR_MUNICIPAL | 6419 | 3519 | 4644
MI_BATTLE_CREEK_KELLOGG_A | 6141 | 2526 | 5132
MI_BENTON_HARBOR_ROSS | 6515 | 5136 | 7102
MI_CADILLAC_WEXFORD_CO_AP | 7829 | 869 | 4630
MI_CHIPPEWA_CO_INTL | 9109 | 309 | 725
MI_DETROIT_CITY_AIRPORT | 6192 | 3403 | 8258
MI_DETROIT_METROPOLITAN_A | 6555 | 3356 | 5641
MI_DETROIT_WILLOW_RUN_AP | 6470 | 3723 | 8606
MI_ESCANABA_AWOS | 8711 | 418 | 904
MI_FLINT_BISHOP_INTL_ARPT | 6902 | 1994 | 4546
MI_GRAND_RAPIDS_KENT_COUN | 6836 | 1762 | 4850
MI_HANCOCK_HOUGHTON_CO_AP | 8914 | 391 | 1834
MI_HOUGHTON_LAKE_ROSCOMMO | 7995 | 1130 | 3035
MI_HOWELL | 6225 | 4569 | 8659
MI_IRONWOOD_AWOS | 9009 | 602 | 3294
MI_IRON_MOUNTAIN_FORD | 8253 | 1075 | 5094
MI_JACKSON_REYNOLDS_FIELD | 6319 | 4111 | 6338
MI_KALAMAZOO_BATTLE_CR | 6128 | 2350 | 4949
MI_LANSING_CAPITAL_CITY_A | 6976 | 2690 | 6122
MI_MANISTEE_AWOS | 7272 | 2755 | 3961
MI_MENOMINEE_AWOS | 7712 | 546 | 3711
MI_MOUNT_CLEMENS_SELFRIDG | 5966 | 1500 | 5565
MI_MUSKEGON_COUNTY_ARPT | 6946 | 2927 | 4000
MI_OAKLAND_CO_INTL | 6086 | 2632 | 6897
MI_OSCODA_WURTSMITH_AFB | 7240 | 1989 | 4914
MI_PELLSTON_EMMET_COUNTY | 7349 | 1736 | 4502
MI_SAGINAW_TRI_CITY_INTL | 6986 | 2821 | 3814
MI_SAULT_STE_MARIE_SANDER | 9071 | 427 | 1189
MI_STCLAIR_COUNTY_INT | 6449 | 3778 | 7408
MI_TRAVERSE_CITY_CHERRY_C | 7685 | 1025 | 3673
MN_AITKIN_NDBAWOS | 9211 | 2039 | 2189
MN_ALBERT_LEA_AWOS | 7131 | 4841 | 8524
MN_ALEXANDRIA_MUNICIPAL_A | 8824 | 2649 | 4725
MN_AUSTIN_MUNI | 7825 | 4147 | 4311
MN_BAUDETTE_INTERNATIONAL | 8723 | 124 | 1495
MN_BEMIDJI_MUNICIPAL | 9082 | 102 | 3106
MN_BENSON_MUNI | 8608 | 2878 | 7122
MN_BRAINERD_WIELAND | 8633 | 736 | 3424
MN_CAMBRIDGE_MUNI | 8748 | 1539 | 4252
MN_CLOQUET_AWOS | 9279 | 2366 | 2327
MN_CRANE_LAKE_AWOS | 10154 | 514 | 1839
MN_CROOKSTON_MUNI_FLD | 9013 | 883 | 3402
MN_DETROIT_LAKESAWOS | 8630 | 951 | 3836
MN_DULUTH_INTERNATIONAL_A | 9541 | 340 | 1381
MN_ELY_MUNI | 9425 | 659 | 1947
MN_EVELETH_MUNI_AWOS | 9912 | 1490 | 3516
MN_FAIRMONT_MUNIAWOS | 7516 | 2574 | 5551
MN_FARIBAULT_MUNI_AWOS | 7422 | 3533 | 4550
MN_FERGUS_FALLSAWOS | 7771 | 1793 | 6453
MN_FLYING_CLOUD | 7849 | 2641 | 9197
MN_FOSSTONAWOS | 9659 | 915 | 2015
MN_GLENWOOD_ASOS | 8364 | 2755 | 4767
MN_GRAND_RAPIDSAWOS | 9057 | 215 | 3265
MN_HALLOCK | 9373 | 1845 | 5463
MN_HIBBING_CHISHOLM_HIBBI | 9906 | 1257 | 3110
MN_HUTCHINSON_AWOS | 8266 | 5021 | 5975
MN_INTERNATIONAL_FALLS_IN | 10311 | 715 | 2546
MN_LITCHFIELD_MUNI | 7668 | 1258 | 4379
MN_LITTLE_FALLS_AWOS | 9167 | 1590 | 4463
MN_MANKATOAWOS | 7641 | 3729 | 6031
MN_MARSHALL_RYANAWOS | 7669 | 2759 | 5895
MN_MINNEAPOLIS_CRYSTAL | 8421 | 1458 | 5037
MN_MINNEAPOLIS_ST_PAUL_IN | 7726 | 2352 | 6426
MN_MORA_MUNI_AWOS | 8591 | 1506 | 3126
MN_MORRIS_MUNI_AWOS | 8777 | 2208 | 3123
MN_NEW_ULM_MUNI_AWOS | 7580 | 3889 | 6470
MN_ORR | 10447 | 592 | 1712
MN_OWATONNA_AWOS | 7721 | 2529 | 5934
MN_PARK_RAPIDS_MUNICIPAL | 9137 | 1062 | 2867
MN_PIPESTONE_AWOS | 8551 | 4721 | 6446
MN_REDWOOD_FALLS_MUNI | 7867 | 3326 | 5855
MN_RED_WING | 7869 | 3984 | 8111
MN_ROCHESTER_INTERNATIONA | 8317 | 1400 | 4314
MN_ROSEAU_MUNI_AWOS | 9747 | 1398 | 1390
MN_SILVER_BAY | 10361 | 178 | 781
MN_SOUTH_ST_PAUL_MUNI | 8028 | 4210 | 6815
MN_ST_CLOUD_REGIONAL_ARPT | 8949 | 1790 | 4361
MN_ST_PAUL_DOWNTOWN_AP | 7945 | 2811 | 5168
MN_THIEF_RIVERAWOS | 9255 | 953 | 2592
MN_TWO_HARBORS | 9328 | 1225 | 2005
MN_WHEATON_NDB_AWOS | 8646 | 2382 | 5332
MN_WILLMAR | 7574 | 2963 | 5663
MN_WINONA_MUNI_AWOS | 7641 | 2696 | 5805
MN_WORTHINGTON_AWOS | 7686 | 1324 | 5475
MO_CAPE_GIRARDEAU_MUNICIP | 4443 | 10305 | 11778
MO_COLUMBIA_REGIONAL_AIRP | 5245 | 5745 | 11565
MO_FARMINGTON | 4464 | 5481 | 11619
MO_FT_LNRD_WD_AAF | 4621 | 5858 | 15459
MO_JEFFERSON_CITY_MEM | 4447 | 8488 | 14435
MO_JOPLIN_MUNICIPAL_AP | 3615 | 7121 | 21063
MO_KAISER_MEM_AWOS | 4580 | 7749 | 15812
MO_KANSAS_CITY_DOWNTOWN_A | 4231 | 12020 | 20172
MO_KANSAS_CITY_INT'L_ARPT | 5370 | 6037 | 13221
MO_KIRKSVILLE_REGIONAL_AP | 6343 | 8735 | 9355
MO_POPLAR_BLUFFAMOS | 4051 | 14295 | 15526
MO_SPRINGFIELD_REGIONAL_A | 4577 | 4354 | 12731
MO_ST_JOSEPH_ROSECRANS_ME | 5437 | 10549 | 14132
MO_ST_LOUIS_LAMBERT_INT'L | 4791 | 4441 | 15822
MO_ST_LOUIS_SPIRIT_OF_ST | 4274 | 5746 | 13806
MO_VICHY_ROLLA_NATL_ARPT | 4667 | 5973 | 6881
MO_WHITEMAN_AFB | 4750 | 4393 | 13836
MS_COLUMBUS_AFB | 3342 | 17053 | 20834
MS_GOLDEN_TRIAWOS | 3335 | 11426 | 17819
MS_GREENVILLE_MUNICIPAL | 2389 | 14795 | 26046
MS_GREENWOOD_LEFLORE_ARPT | 2505 | 16837 | 21432
MS_GULFPORT_BILOXI_INT | 1578 | 30927 | 23164
MS_HATTIESBURG_LAUREL | 2223 | 13528 | 18236
MS_JACKSON_INTERNATIONAL | 2387 | 16714 | 21989
MS_KEESLER_AFB | 1897 | 27715 | 23616
MS_MCCOMB_PIKE_COUNTY_AP | 2050 | 22736 | 19898
MS_MERIDIAN_KEY_FIELD | 2373 | 16083 | 20377
MS_MERIDIAN_NAAS | 2222 | 17576 | 19788
MS_NATCHEZ_HARDYAWOS | 1882 | 15073 | 17549
MS_TUPELO_C_D_LEMONS_ARPT | 2991 | 12524 | 20058
MT_BILLINGS_LOGAN_INT'L_A | 6661 | 2 | 7279
MT_BOZEMAN_GALLATIN_FIELD | 8280 | 184 | 6231
MT_BUTTE_BERT_MOONEY_ARPT | 9007 | 0 | 3603
MT_CUT_BANK_MUNI_AP | 8101 | 0 | 2462
MT_GLASGOW_INTL_ARPT | 8087 | 0 | 6428
MT_GLENDIVEAWOS | 8591 | 24 | 8068
MT_GREAT_FALLS_INTL_ARPT | 7774 | 0 | 5302
MT_HAVRE_CITY_COUNTY_AP | 8141 | 131 | 7785
MT_HELENA_REGIONAL_AIRPOR | 7508 | 0 | 4515
MT_KALISPELL_GLACIER_PK_I | 7839 | 0 | 3837
MT_LEWISTOWN_MUNICIPAL_AR | 7929 | 0 | 2663
MT_LIVINGSTON_MISSION_FIE | 7034 | 0 | 7489
MT_MILES_CITY_MUNICIPAL_A | 7542 | 7 | 8992
MT_MISSOULA_INTERNATIONAL | 7244 | 0 | 4975
MT_SIDNEY_RICHLAND | 9319 | 279 | 5940
MT_WOLF_POINT_INTL_[FORT | 8907 | 79 | 4097
NC_ASHEVILLE_REGIONAL_ARP | 4211 | 3519 | 6084
NC_CAPE_HATTERAS_NWS_BLDG | 2517 | 19477 | 13000
NC_CHARLOTTE_DOUGLAS_INTL | 3098 | 8448 | 14930
NC_CHERRY_POINT_MCAS | 3294 | 15788 | 14711
NC_DARE_CO_RGNL | 3002 | 15053 | 11689
NC_ELIZABETH_CITY_COAST_G | 2701 | 14569 | 15236
NC_FAYETTEVILLE_POPE_AFB | 3352 | 10916 | 18585
NC_FAYETTEVILLE_RGNL_G | 3435 | 10506 | 14072
NC_FORT_BRAGG_SIMMONS_AAF | 3147 | 13286 | 17565
NC_GOLDSBORO_SEYMOUR_JOHN | 3537 | 13363 | 16206
NC_GREENSBORO_PIEDMONT_TR | 3812 | 7243 | 11612
NC_HICKORY_REGIONAL_AP | 3400 | 5957 | 12763
NC_JACKSONVILLE_AWOS | 3754 | 10065 | 13033
NC_KINSTON_STALLINGS_AFB | 3348 | 14243 | 17072
NC_NEW_BERN_CRAVEN_CO_REG | 2229 | 17703 | 15590
NC_NEW_RIVER_MCAF | 2779 | 16209 | 15393
NC_PITT_GREENVILLE_ARP | 2996 | 5664 | 14326
NC_RALEIGH_DURHAM_INTERNA | 3411 | 10746 | 13891
NC_ROCKY_MOUNT_WILSON | 2826 | 7482 | 12605
NC_SOUTHERN_PINES_AWOS | 3518 | 4137 | 12394
NC_WILMINGTON_INTERNATION | 2353 | 18423 | 16542
NC_WINSTON_SALEM_REYNOLDS | 3161 | 6896 | 9428
ND_BISMARCK_MUNICIPAL_ARP | 8385 | 367 | 6512
ND_DEVILS_LAKEAWOS | 9176 | 63 | 2325
ND_DICKINSON_MUNICIPAL_AP | 8951 | 676 | 6041
ND_FARGO_HECTOR_INTERNATI | 9141 | 885 | 4831
ND_GRAND_FORKS_AF | 8794 | 1352 | 3650
ND_GRAND_FORKS_INTERNATIO | 9458 | 1305 | 5339
ND_JAMESTOWN_MUNICIPAL_AR | 9431 | 2558 | 5256
ND_MINOT_AFB | 8730 | 313 | 3913
ND_MINOT_FAA_AP | 8894 | 107 | 5169
ND_WILLISTON_SLOULIN_INTL | 8390 | 176 | 6150
NE_AINSWORTH_MUNICIPAL | 6044 | 546 | 9161
NE_ALLIANCE_MUNICIPAL | 6958 | 35 | 11761
NE_BEATRICE_MUNICIPAL | 5582 | 2562 | 11831
NE_BELLEVUE_OFFUTT_AFB | 6238 | 4674 | 10901
NE_BREWSTER_FIELD_ARPT | 6437 | 2093 | 8524
NE_BROKEN_BOW_MUNI | 6700 | 2447 | 8257
NE_CHADRON_MUNICIPAL_AP | 6475 | 198 | 11815
NE_COLUMBUS_MUNI | 6603 | 2612 | 10144
NE_FALLS_CITY_BRENNER | 5710 | 4578 | 10283
NE_FREMONT_MUNI_ARPT | 6886 | 2737 | 8951
NE_GRAND_ISLAND_CENTRAL_N | 6586 | 2142 | 12082
NE_HASTINGS_MUNICIPAL | 6008 | 2580 | 12168
NE_IMPERIAL_FAA_AP | 5768 | 553 | 12401
NE_KEARNEY_MUNI_AWOS | 6276 | 2473 | 8422
NE_LINCOLN_MUNICIPAL_ARPT | 5836 | 4848 | 13439
NE_MCCOOK_MUNICIPAL | 5549 | 1104 | 16045
NE_NORFOLK_KARL_STEFAN_ME | 6877 | 1769 | 10631
NE_NORTH_PLATTE_REGIONAL | 6491 | 777 | 9588
NE_OMAHA_EPPLEY_AIRFIELD | 5895 | 7224 | 12809
NE_OMAHA_WSFO | 6175 | 4733 | 12232
NE_ONEILL_BAKER_FIELD | 7669 | 1452 | 8752
NE_ORD_SHARP_FIELD | 6219 | 2239 | 10327
NE_SCOTTSBLUFF_W_B_HEILIG | 6498 | 15 | 10761
NE_SIDNEY_MUNICIPAL_AP | 6794 | 4 | 8118
NE_TEKAMAH_ASOS | 6591 | 6227 | 10264
NE_VALENTINE_MILLER_FIELD | 6385 | 393 | 11011
NH_BERLIN_MUNICIPAL | 8807 | 343 | 1553
NH_CONCORD_MUNICIPAL_ARPT | 7406 | 940 | 5147
NH_DILLANT_HOPKINS | 7099 | 913 | 4676
NH_LACONIA_MUNI_AWOS | 7125 | 373 | 3328
NH_LEBANON_MUNICIPAL | 7271 | 1427 | 3754
NH_MANCHESTER_AIRPORT | 6253 | 2214 | 6149
NH_MOUNT_WASHINGTON | 13170 | 0 | 0
NH_PEASE_INTL_TRADEPOR | 6677 | 1545 | 4828
NJ_ATLANTIC_CITY_INTL_AP | 5017 | 4780 | 7151
NJ_BELMAR_ASC | 5211 | 2285 | 7979
NJ_CALDWELL_ESSEX_CO | 4989 | 2528 | 5670
NJ_CAPE_MAY_CO | 4222 | 5839 | 8039
NJ_MCGUIRE_AFB | 4976 | 4341 | 10171
NJ_MILLVILLE_MUNICIPAL_AP | 4616 | 8329 | 8100
NJ_NEWARK_INTERNATIONAL_A | 4997 | 3827 | 10654
NJ_TETERBORO_AIRPORT | 4806 | 1593 | 5800
NJ_TRENTON_MERCER_COUNTY | 4972 | 5244 | 11136
NM_ALBUQUERQUE_INTL_ARPT | 4097 | 0 | 13732
NM_CARLSBAD_CAVERN_CITY_A | 2716 | 429 | 29654
NM_CLAYTON_MUNICIPAL_AIRP | 4707 | 64 | 14997
NM_CLOVIS_CANNON_AFB | 4429 | 293 | 21102
NM_CLOVIS_MUNI__AWOS | 4409 | 2 | 18718
NM_DEMING_MUNI | 2834 | 4 | 27296
NM_FARMINGTON_FOUR_CORNER | 5135 | 0 | 14736
NM_GALLUP_SEN_CLARKE_FLD | 5934 | 0 | 7062
NM_HOLLOMAN_AFB | 3277 | 10 | 25065
NM_LAS_CRUCES_INTL | 2830 | 87 | 27587
NM_LAS_VEGAS_MUNICIPAL_AR | 5111 | 0 | 4909
NM_ROSWELL_INDUSTRIAL_AIR | 2689 | 53 | 25050
NM_SATA_FE_COUNTY_MUNICIP | 5383 | 0 | 7334
NM_SIERRA_BLANCA_RGNL | 4028 | 0 | 5736
NM_TAOS_MUNI_APTAWOS | 6832 | 0 | 4801
NM_TRUTH_OR_CONSEQUENCES | 3052 | 10 | 20648
NM_TUCUMCARI_FAA_AP | 4049 | 98 | 16047
NV_ELKO_MUNICIPAL_ARPT | 7000 | 0 | 9572
NV_ELY_YELLAND_FIELD | 7179 | 0 | 6107
NV_FALLON_NAAS | 5103 | 9 | 16489
NV_LAS_VEGAS_MCCARRAN_INT | 2254 | 44 | 47300
NV_LOVELOCK_DERBY_FIELD | 5283 | 88 | 16540
NV_MERCURY_DESERT_ROCK_AP | 2947 | 13 | 36361
NV_NELLIS_AFB | 2166 | 154 | 57710
NV_RENO_TAHOE_INTERNATION | 5425 | 0 | 12432
NV_TONOPAH_AIRPORT | 5361 | 0 | 12642
NV_WINNEMUCCA_MUNICIPAL_A | 6085 | 0 | 13654
NY_ADIRONDACK_RGNL | 9073 | 286 | 2304
NY_ALBANY_COUNTY_AP | 6706 | 1810 | 4559
NY_BINGHAMTON_EDWIN_A_LIN | 6943 | 992 | 2952
NY_BUFFALO_NIAGARA_INTL_A | 6542 | 1110 | 3092
NY_ELMIRA_CORNING_REGIONA | 6368 | 1566 | 2388
NY_FORT_DRUM_WHEELER_S | 7479 | 1233 | 3199
NY_GLENS_FALLS_AP | 7096 | 2383 | 3763
NY_ISLIP_LONG_ISL_MACARTH | 4937 | 6956 | 7056
NY_JAMESTOWN_AWOS | 7115 | 565 | 1763
NY_MASSENA_AP | 7972 | 1706 | 3385
NY_MONTICELLOAWOS | 6984 | 629 | 3198
NY_NEW_YORK_CENTRAL_PRK_O | 4866 | 5379 | 8568
NY_NEW_YORK_J_F_KENNEDY_I | 4821 | 6586 | 7813
NY_NEW_YORK_LAGUARDIA_ARP | 4350 | 5365 | 10096
NY_NIAGARA_FALLS_AF | 6416 | 1992 | 4819
NY_POUGHKEEPSIE_DUTCHESS | 5966 | 3177 | 5360
NY_REPUBLIC | 4830 | 4920 | 7113
NY_ROCHESTER_GREATER_ROCH | 6455 | 2900 | 4982
NY_STEWART_FIELD | 6091 | 2449 | 7355
NY_SYRACUSE_HANCOCK_INT'L | 6532 | 1600 | 4466
NY_UTICA_ONEIDA_COUNTY_AP | 6909 | 1263 | 2807
NY_WATERTOWN_AP | 7415 | 1309 | 2545
NY_WESTHAMPTON_GABRESKI_A | 5668 | 4281 | 3091
NY_WHITE_PLAINS_WESTCHEST | 5711 | 3057 | 4618
OH_AKRON_AKRON_CANTON_REG | 6189 | 2672 | 4838
OH_BURKE_LAKEFRONT | 5997 | 4308 | 4469
OH_CINCINNATI_MUNICIPAL_A | 4849 | 6134 | 8978
OH_CLEVELAND_HOPKINS_INTL | 6097 | 2348 | 6871
OH_COLUMBUS_PORT_COLUMBUS | 5531 | 3458 | 5364
OH_DAYTON_INTERNATIONAL_A | 5880 | 4747 | 7076
OH_DAYTON_WRIGHT_PATTERSO | 5742 | 2850 | 8429
OH_FINDLAY_AIRPORT | 5523 | 1519 | 4098
OH_MANSFIELD_LAHM_MUNICIP | 6554 | 3559 | 4269
OH_OHIO_STATE_UNIVERSI | 5193 | 7401 | 10420
OH_TOLEDO_EXPRESS_AIRPORT | 6450 | 2228 | 5315
OH_YOUNGSTOWN_REGIONAL_AI | 6556 | 2919 | 4428
OH_ZANESVILLE_MUNICIPAL_A | 4878 | 2680 | 5885
OK_ALTUS_AFB | 3115 | 4100 | 36317
OK_BARTLESVILLE_PHILLI | 4217 | 4865 | 17250
OK_CLINTON_SHERMAN | 4121 | 4235 | 22195
OK_FORT_SILL_POST_FIELD_A | 3368 | 3737 | 31459
OK_GAGE_AIRPORT | 4047 | 2240 | 25157
OK_HOBART_MUNICIPAL_AP | 3552 | 3062 | 30153
OK_LAWTON_MUNICIPAL | 3007 | 6794 | 22113
OK_MCALESTER_MUNICIPAL_AP | 3035 | 13283 | 22518
OK_OKLAHOMA_CITY_TINKER_A | 3951 | 6319 | 23463
OK_OKLAHOMA_CITY_WILEY | 3935 | 4872 | 23672
OK_OKLAHOMA_CITY_WILL_ROG | 3505 | 5462 | 21813
OK_PONCA_CITY_MUNICIPAL_A | 3839 | 7397 | 30547
OK_STILLWATER_RGNL | 3745 | 7256 | 26944
OK_TULSA_INTERNATIONAL_AI | 3793 | 10458 | 23061
OK_VANCE_AFB | 4411 | 2769 | 25065
OR_ASTORIA_REGIONAL_AIRPO | 4849 | 71 | 590
OR_AURORA_STATE | 4194 | 5 | 4151
OR_BAKER_MUNICIPAL_AP | 7061 | 0 | 6091
OR_BURNS_MUNICIPAL_ARPT_[ | 7133 | 0 | 6135
OR_CORVALLIS_MUNI | 4182 | 13 | 5711
OR_EUGENE_MAHLON_SWEET_AR | 4727 | 0 | 4803
OR_KLAMATH_FALLS_INTL_AP | 6686 | 0 | 5050
OR_LAKEVIEW_AWOS | 7007 | 0 | 5797
OR_LA_GRANDE_MUNI_AP | 6079 | 0 | 6336
OR_MEDFORD_ROGUE_VALLEY_I | 4461 | 0 | 8578
OR_NORTH_BEND_MUNI_AIRPOR | 4435 | 0 | 18
OR_PENDLETON_E_OR_REGIONA | 5136 | 0 | 7331
OR_PORTLAND_HILLSBORO | 4711 | 58 | 4062
OR_PORTLAND_INTERNATIONAL | 4120 | 19 | 3642
OR_PORTLAND_TROUTDALE | 4235 | 0 | 4792
OR_REDMOND_ROBERTS_FIELD | 6510 | 0 | 5647
OR_ROSEBURG_REGIONAL_AP | 3720 | 3 | 4795
OR_SALEM_MCNARY_FIELD | 4503 | 0 | 4631
OR_SEXTON_SUMMIT | 5579 | 0 | 2716
PA_ALLENTOWN_LEHIGH_VALLE | 5588 | 2648 | 7149
PA_ALTOONA_BLAIR_CO_ARPT | 5841 | 2070 | 5116
PA_BRADFORD_REGIONAL_AP | 8116 | 528 | 1443
PA_BUTLER_CO_AWOS | 6497 | 1318 | 3895
PA_DUBOIS_FAA_AP | 6865 | 823 | 2704
PA_ERIE_INTERNATIONAL_AP | 6394 | 1892 | 3332
PA_FRANKLIN | 6756 | 411 | 2602
PA_HARRISBURG_CAPITAL_CIT | 5343 | 3945 | 7606
PA_JOHNSTOWN_CAMBRIA_COUN | 6443 | 1735 | 2474
PA_LANCASTER | 4891 | 3039 | 8487
PA_MIDDLETOWN_HARRISBURG | 6044 | 5577 | 10583
PA_PHILADELPHIA_INTERNATI | 4761 | 5902 | 10151
PA_PHILADELPHIA_NE_PHILAD | 4750 | 6238 | 11485
PA_PITTSBURGH_ALLEGHENY_C | 5171 | 1949 | 3770
PA_PITTSBURGH_INTERNATION | 5857 | 1713 | 6088
PA_READING_SPAATZ_FIELD | 5005 | 5110 | 7547
PA_STATE_COLLEGE_[PENN_ST | 6116 | 1288 | 4507
PA_WASHINGTON_AWOS | 5659 | 1734 | 5159
PA_WILKES_BARRE_SCRANTON | 6145 | 1550 | 4988
PA_WILLIAMSPORT_REGIONAL | 5698 | 3166 | 6939
PA_WILLOW_GROVE_NAS | 4682 | 4188 | 8227
PR_AQUADILLA_BORINQUEN | 0 | 51363 | 39276
PR_EUGENIO_MARIA_DE_HO | 0 | 50069 | 41966
PR_MERCEDITA | 0 | 41642 | 49956
PR_ROOSEVELT_ROADS | 0 | 25786 | 62527
PR_SAN_JUAN_INTL_ARPT | 0 | 58952 | 52706
PR_SAN_JUAN_L_M_MARIN_INT | 0 | 61600 | 51994
RI_BLOCK_ISLAND_STATE_ARP | 5147 | 2981 | 1150
RI_PAWTUCKET_AWOS | 6386 | 1730 | 4170
RI_PROVIDENCE_T_F_GREEN_S | 5800 | 3236 | 5561
SC_ANDERSON_COUNTY_AP | 3379 | 9453 | 14809
SC_BEAUFORT_MCAS | 2049 | 19640 | 18641
SC_CHARLESTON_INTL_ARPT | 2016 | 19849 | 19942
SC_COLUMBIA_METRO_ARPT | 2550 | 12156 | 19745
SC_FLORENCE_REGIONAL_AP | 2267 | 17738 | 21070
SC_GREENVILLE_DOWNTOWN_AP | 3604 | 8583 | 11566
SC_GREER_GREENV'L_SPARTAN | 3184 | 7057 | 13611
SC_MYRTLE_BEACH_AFB | 2330 | 18150 | 16046
SC_NORTH_MYRTLE_BEACH_GRA | 2420 | 18231 | 15284
SC_SUMTER_SHAW_AFB | 3018 | 13240 | 14998
SD_ABERDEEN_REGIONAL_ARPT | 7902 | 1484 | 6795
SD_BROOKINGS_AWOS | 7852 | 1239 | 4363
SD_CHAN_GURNEY_MUNI | 6990 | 1936 | 10655
SD_ELLSWORTH_AFB | 7718 | 60 | 10044
SD_HURON_REGIONAL_ARPT | 8128 | 1111 | 7714
SD_MITCHELL_AWOS | 7809 | 3872 | 9738
SD_MOBRIDGE | 8401 | 1717 | 8406
SD_PIERRE_MUNICIPAL_AP | 7015 | 547 | 9973
SD_RAPID_CITY_REGIONAL_AR | 7134 | 55 | 8286
SD_SIOUX_FALLS_FOSS_FIELD | 7610 | 2155 | 7529
SD_WATERTOWN_MUNICIPAL_AP | 8729 | 1501 | 3895
TN_BRISTOL_TRI_CITY_AIRPO | 4377 | 2377 | 7276
TN_CHATTANOOGA_LOVELL_FIE | 3174 | 10487 | 14928
TN_CROSSVILLE_MEMORIAL_AP | 3917 | 4766 | 5905
TN_DYERSBURG_MUNICIPAL_AP | 3670 | 8544 | 18941
TN_JACKSON_MCKELLAR_SIPES | 3282 | 9712 | 13270
TN_KNOXVILLE_MCGHEE_TYSON | 3903 | 7562 | 12807
TN_MEMPHIS_INTERNATIONAL | 2948 | 12093 | 22486
TN_NASHVILLE_INTERNATIONA | 3684 | 9060 | 17231
TX_ABILENE_DYESS_AFB | 2481 | 4322 | 41980
TX_ABILENE_REGIONAL_AP_[U | 2926 | 2100 | 25331
TX_ALICE_INTL_AP | 884 | 31830 | 43231
TX_AMARILLO_INTERNATIONAL | 4069 | 171 | 15526
TX_AUSTIN_MUELLER_MUNICIP | 1238 | 21318 | 28944
TX_BROWNSVILLE_S_PADRE_IS | 726 | 40140 | 39323
TX_CAMP_MABRY | 1661 | 17708 | 30262
TX_CHILDRESS_MUNICIPAL_AP | 3208 | 2362 | 23894
TX_COLLEGE_STATION_EASTER | 1608 | 21393 | 26604
TX_CORPUS_CHRISTI_INTL_AR | 905 | 34984 | 32614
TX_CORPUS_CHRISTI_NAS | 580 | 46278 | 36544
TX_COTULLA_FAA_AP | 895 | 20281 | 45385
TX_COX_FLD | 3051 | 9175 | 21024
TX_DALHART_MUNICIPAL_AP | 4968 | 81 | 13682
TX_DALLAS_ADDISON_ARPT | 2725 | 9673 | 35127
TX_DALLAS_FORT_WORTH_INTL | 2291 | 13554 | 30805
TX_DALLAS_LOVE_FIELD | 2307 | 14458 | 42663
TX_DALLAS_REDBIRD_ARPT | 1938 | 11647 | 34440
TX_DEL_RIO_LAUGHLIN_AFB | 941 | 12522 | 50606
TX_DEL_RIO_[UT] | 1300 | 13213 | 36054
TX_DRAUGHON_MILLER_CEN | 2229 | 12840 | 29698
TX_EL_PASO_INTERNATIONAL | 2461 | 267 | 25874
TX_FORT_HOOD | 2120 | 11181 | 33964
TX_FORT_WORTH_ALLIANCE | 2710 | 13472 | 26812
TX_FORT_WORTH_MEACHAM | 2732 | 13703 | 33509
TX_FORT_WORTH_NAS | 2044 | 10347 | 28752
TX_GALVESTON_SCHOLES | 1057 | 35872 | 31042
TX_GEORGETOWN_AWOS | 2030 | 6922 | 31028
TX_GREENVILLE_MAJORS | 2667 | 13607 | 26944
TX_HARLINGEN_RIO_GRANDE_V | 496 | 37149 | 39250
TX_HONDO_MUNICIPAL_AP | 1657 | 16021 | 29603
TX_HOUSTON_BUSH_INTERCONT | 1406 | 24642 | 29441
TX_HOUSTON_DW_HOOKS | 1362 | 28806 | 29251
TX_HOUSTON_ELLINGTON_AFB | 1368 | 29024 | 27953
TX_HOUSTON_WILLIAM_P_HOBB | 950 | 28058 | 27859
TX_KILLEEN_MUNI_AWOS | 2052 | 8090 | 28589
TX_KINGSVILLE | 869 | 31230 | 35532
TX_LAREDO_INTL_AP_[UT] | 1132 | 15064 | 48371
TX_LONGVIEW_GREGG_COUNTY | 2096 | 12687 | 26456
TX_LUBBOCK_INTERNATIONAL | 3387 | 784 | 19364
TX_LUFKIN_ANGELINA_CO | 1783 | 20510 | 24170
TX_MARFA_AP | 3065 | 0 | 15948
TX_MCALLEN_MILLER_INTL_AP | 705 | 32156 | 40852
TX_MC_GREGOR_AWOS | 2297 | 8152 | 30169
TX_MIDLAND_INTERNATIONAL | 2435 | 463 | 24421
TX_MINERAL_WELLS_MUNICIPA | 2319 | 10144 | 28069
TX_NACOGDOCHES_AWOS | 2266 | 14627 | 21789
TX_PALACIOS_MUNICIPAL_AP | 1317 | 37343 | 28302
TX_PORT_ARTHUR_JEFFERSON | 1390 | 31460 | 26132
TX_RANDOLPH_AFB | 1697 | 16889 | 32891
TX_ROBERT_GRAY_AAF | 1767 | 8527 | 32584
TX_ROCKPORT_ARANSAS_CO | 668 | 44120 | 35031
TX_SAN_ANGELO_MATHIS_FIEL | 2441 | 2546 | 25262
TX_SAN_ANTONIO_INTL_AP | 1513 | 18565 | 32045
TX_SAN_ANTONIO_KELLY_FIEL | 1511 | 16641 | 38774
TX_SAN_ANTONIO_STINSON | 1444 | 17944 | 30593
TX_TYLER_POUNDS_FLD | 2294 | 15300 | 23701
TX_VICTORIA_REGIONAL_AP | 1275 | 28876 | 29515
TX_WACO_REGIONAL_AP | 2209 | 12978 | 30823
TX_WICHITA_FALLS_MUNICIPA | 2788 | 5060 | 27927
TX_WINK_WINKLER_COUNTY_AP | 2381 | 1378 | 39513
UT_BLANDING | 5474 | 0 | 12280
UT_BRYCE_CNYN_FAA_AP | 8865 | 0 | 2624
UT_CEDAR_CITY_MUNICIPAL_A | 5703 | 0 | 10877
UT_DELTA | 5958 | 1 | 12352
UT_HANKSVILLE | 5294 | 18 | 23270
UT_MOAB_CANYONLANDS_[UO] | 5048 | 0 | 18096
UT_OGDEN_HILL_AFB | 5950 | 0 | 10920
UT_OGDEN_HINKLEY_AIRPORT | 5765 | 0 | 13574
UT_PROVO_MUNI_AWOS | 5765 | 26 | 11208
UT_SAINT_GEORGE_AWOS | 2691 | 0 | 41504
UT_SALT_LAKE_CITY_INT'L_A | 5292 | 0 | 13635
UT_VERNAL | 6593 | 1 | 8963
UT_WENDOVER_USAF_AUXILIAR | 5908 | 0 | 14104
VA_ABINGTON | 4894 | 1035 | 8573
VA_CHARLOTTESVILLE_FAA | 3642 | 5943 | 9653
VA_DANVILLE_FAA_AP | 3660 | 8168 | 15224
VA_DAVISON_AAF | 4528 | 9800 | 12607
VA_DINWIDDIE_CO | 3493 | 13637 | 14074
VA_FARMVILLE | 4024 | 4117 | 13491
VA_FRANKLIN_NAAS | 3051 | 10016 | 16746
VA_HILLSVILLE | 5388 | 2013 | 4070
VA_HOT_SPRINGS_INGALLS | 6512 | 292 | 800
VA_LANGLEY_AFB | 4137 | 10811 | 12819
VA_LEESBURG_GODFREY | 5183 | 3972 | 11527
VA_LYNCHBURG_REGIONAL_ARP | 4183 | 5244 | 11556
VA_MANASSAS_MUNIAWOS | 5097 | 4759 | 8116
VA_MARION___WYTHEVILLE | 4755 | 522 | 6525
VA_MARTINSVILLE | 4439 | 4847 | 12252
VA_MELFA_ACCOMACK_ARPT | 3798 | 10706 | 13103
VA_NEWPORT_NEWS | 3384 | 10911 | 16560
VA_NORFOLK_INTERNATIONAL | 3359 | 11397 | 14340
VA_NORFOLK_NAS | 2979 | 12021 | 13240
VA_OCEANA_NAS | 3278 | 13892 | 13071
VA_PULASKI | 5083 | 539 | 5200
VA_QUANTICO_MCAS | 4046 | 9085 | 10230
VA_RICHMOND_INTERNATIONAL | 3830 | 8741 | 14751
VA_ROANOKE_REGIONAL_AP | 4189 | 3686 | 9298
VA_SHANNON_ARPT | 4475 | 6356 | 15387
VA_STAUNTON_SHENANDOAH | 4813 | 6113 | 11444
VA_VIRGINIA_TECH_ARPT | 5025 | 1256 | 5999
VA_WASHINGTON_DC_DULLES_I | 4857 | 5657 | 10334
VA_WASHINGTON_DC_REAGAN_A | 4192 | 8002 | 15009
VA_WINCHESTER_RGNL | 5123 | 3242 | 12547
VA_WISE_LONESOME_PINE | 4848 | 2194 | 4551
VI_CHARLOTTE_AMALIE_HARRY | 27 | 55845 | 61239
VT_BURLINGTON_INTERNATION | 7417 | 1402 | 3211
VT_MONTPELIER_AP | 7580 | 417 | 2339
VT_RUTLAND_STATE | 7488 | 1086 | 4269
VT_SPRINGFIELD_HARTNES | 7179 | 1115 | 3250
WA_BELLINGHAM_INTL_AP | 5665 | 0 | 307
WA_BREMERTON_NATIONAL | 5445 | 1 | 1900
WA_EPHRATA_AP_FCWOS | 5510 | 0 | 11481
WA_FAIRCHILD_AFB | 7277 | 0 | 5961
WA_FELTS_FLD | 6123 | 53 | 7666
WA_GRAY_AAF | 5478 | 0 | 2079
WA_HANFORD | 5600 | 0 | 13481
WA_HOQUIAM_AP | 5148 | 1 | 410
WA_KELSO_WB_AP | 4602 | 0 | 1707
WA_MOSES_LAKE_GRANT_COUNT | 5362 | 0 | 10246
WA_OLYMPIA_AIRPORT | 5248 | 0 | 2172
WA_PASCO | 4853 | 17 | 12641
WA_PULLMAN_MOSCOW_RGNL | 6406 | 83 | 5999
WA_QUILLAYUTE_STATE_AIRPO | 5587 | 0 | 415
WA_RENTON_MUNI | 4286 | 0 | 2148
WA_SEATTLE_BOEING_FIELD_[ | 4279 | 1 | 1200
WA_SEATTLE_SEATTLE_TACOMA | 4554 | 0 | 1240
WA_SNOHOMISH_CO | 4999 | 0 | 481
WA_SPOKANE_INTERNATIONAL | 6631 | 0 | 5235
WA_STAMPEDE_PASS | 8819 | 0 | 658
WA_TACOMA_MCCHORD_AFB | 5578 | 3 | 1892
WA_TACOMA_NARROWS | 4697 | 0 | 1257
WA_THE_DALLES_MUNICIPAL_A | 4440 | 0 | 9755
WA_TOLEDO_WINLOCK_MEM | 5771 | 17 | 1647
WA_WALLA_WALLA_CITY_COUNT | 4770 | 0 | 9610
WA_WENATCHEE_PANGBORN | 5683 | 0 | 9262
WA_WHIDBEY_ISLAND_NAS | 5419 | 1 | 10
WA_WILLIAM_R_FAIRCHILD | 5839 | 1 | 214
WA_YAKIMA_AIR_TERMINAL | 5964 | 0 | 7179
WI_ANTIGO_LANGAWOS | 8591 | 3483 | 4173
WI_APPLETON_OUTAGAMIE | 6942 | 2075 | 4228
WI_EAU_CLAIRE_COUNTY_AP | 8401 | 1819 | 5700
WI_GREEN_BAY_AUSTIN_STRAU | 7790 | 2910 | 4575
WI_JANESVILLE_ROCK_CO | 6633 | 847 | 2251
WI_LA_CROSSE_MUNICIPAL_AR | 7384 | 3900 | 6849
WI_LONE_ROCK_FAA_AP | 6579 | 3667 | 5276
WI_MADISON_DANE_CO_REGION | 7658 | 3827 | 5723
WI_MANITOWAC_MUNI_AWOS | 7147 | 1900 | 2441
WI_MARSHFIELD_MUNI | 7375 | 720 | 3568
WI_MILWAUKEE_MITCHELL_INT | 7282 | 2667 | 4036
WI_MINOCQUA_WOODRUFF | 8685 | 1069 | 3739
WI_MOSINEE_CENTRAL_WI | 8644 | 947 | 3411
WI_PHILLIPS_PRICE_CO | 8567 | 643 | 3316
WI_RHINELANDER_ONEIDA | 8741 | 1583 | 4503
WI_RICE_LAKE_MUNICIPAL | 8634 | 3113 | 3299
WI_STURGEON_BAY | 7223 | 577 | 2429
WI_WATERTOWN | 6791 | 6012 | 5795
WI_WAUSAU_MUNICIPAL_ARPT | 7754 | 1962 | 5933
WI_WITTMAN_RGNL | 7937 | 1588 | 2839
WV_BECKLEY_RALEIGH_CO_MEM | 5296 | 2088 | 2920
WV_BLUEFIELD_MERCER_CO_[N | 4384 | 1214 | 2466
WV_CHARLESTON_YEAGER_ARPT | 4648 | 5947 | 8654
WV_ELKINS_ELKINS_RANDOLPH | 5978 | 1802 | 3185
WV_HARRISON_MARION_RGN | 5083 | 3066 | 7639
WV_HUNTINGTON_TRI_STATE_A | 4583 | 5222 | 9212
WV_LEWISBURG_GREENBRIE | 6182 | 1235 | 3851
WV_MARTINSBURG_EASTERN_WV | 4282 | 4244 | 6315
WV_MORGANTOWN_HART_FIELD | 4960 | 2883 | 4273
WV_PARKERSBURG_WOOD_COUNT | 4915 | 5027 | 9391
WV_WHEELING_OHIO_COUNTY_A | 5720 | 2597 | 4104
WY_CASPER_NATRONA_CO_INTL | 7335 | 0 | 7259
WY_CHEYENNE_MUNICIPAL_ARP | 7290 | 0 | 3850
WY_CODY_MUNI_AWOS | 7057 | 0 | 5761
WY_EVANSTON_BURNS_FLD | 8256 | 0 | 2808
WY_GILLETTE_GILLETTE_C | 6926 | 0 | 10524
WY_JACKSON_HOLE | 9578 | 0 | 1794
WY_LANDER_HUNT_FIELD | 7395 | 0 | 6059
WY_LARAMIE_GENERAL_BREES | 7725 | 0 | 3055
WY_RAWLINS_MUNICIPAL_AP | 7321 | 0 | 4917
WY_RIVERTON_MUNICIPL_AP | 7509 | 0 | 9368
WY_ROCK_SPRINGS_ARPT_[GRE | 7901 | 0 | 3611
WY_SHERIDAN_COUNTY_ARPT | 7147 | 0 | 6722
WY_WORLAND_MUNICIPAL | 7211 | 0 | 9361
zip | station
210 | NH_PEASE_INTL_TRADEPOR
501 | NY_ISLIP_LONG_ISL_MACARTH
601 | PR_MERCEDITA
602 | PR_AQUADILLA_BORINQUEN
606 | PR_EUGENIO_MARIA_DE_HO
612 | PR_AQUADILLA_BORINQUEN
617 | PR_MERCEDITA
622 | PR_EUGENIO_MARIA_DE_HO
624 | PR_MERCEDITA
627 | PR_AQUADILLA_BORINQUEN
631 | PR_MERCEDITA
636 | PR_EUGENIO_MARIA_DE_HO
638 | PR_MERCEDITA
646 | PR_SAN_JUAN_L_M_MARIN_INT
647 | PR_EUGENIO_MARIA_DE_HO
650 | PR_MERCEDITA
659 | PR_AQUADILLA_BORINQUEN
660 | PR_EUGENIO_MARIA_DE_HO
662 | PR_AQUADILLA_BORINQUEN
664 | PR_MERCEDITA
667 | PR_EUGENIO_MARIA_DE_HO
674 | PR_MERCEDITA
676 | PR_AQUADILLA_BORINQUEN
677 | PR_EUGENIO_MARIA_DE_HO
678 | PR_AQUADILLA_BORINQUEN
683 | PR_EUGENIO_MARIA_DE_HO
687 | PR_MERCEDITA
690 | PR_AQUADILLA_BORINQUEN
692 | PR_SAN_JUAN_INTL_ARPT
694 | PR_SAN_JUAN_L_M_MARIN_INT
698 | PR_MERCEDITA
703 | PR_SAN_JUAN_INTL_ARPT
705 | PR_MERCEDITA
707 | PR_ROOSEVELT_ROADS
714 | PR_SAN_JUAN_INTL_ARPT
715 | PR_EUGENIO_MARIA_DE_HO
718 | PR_ROOSEVELT_ROADS
719 | PR_SAN_JUAN_INTL_ARPT
720 | PR_MERCEDITA
721 | PR_SAN_JUAN_INTL_ARPT
731 | PR_MERCEDITA
735 | PR_ROOSEVELT_ROADS
736 | PR_SAN_JUAN_INTL_ARPT
738 | PR_ROOSEVELT_ROADS
739 | PR_SAN_JUAN_INTL_ARPT
740 | PR_ROOSEVELT_ROADS
745 | PR_SAN_JUAN_INTL_ARPT
751 | PR_MERCEDITA
754 | PR_SAN_JUAN_INTL_ARPT
757 | PR_MERCEDITA
765 | PR_ROOSEVELT_ROADS
766 | PR_MERCEDITA
767 | PR_ROOSEVELT_ROADS
769 | PR_MERCEDITA
771 | PR_ROOSEVELT_ROADS
777 | PR_SAN_JUAN_INTL_ARPT
780 | PR_MERCEDITA
782 | PR_SAN_JUAN_INTL_ARPT
784 | PR_MERCEDITA
791 | PR_ROOSEVELT_ROADS
794 | PR_MERCEDITA
901 | PR_SAN_JUAN_L_M_MARIN_INT
920 | PR_SAN_JUAN_INTL_ARPT
921 | PR_SAN_JUAN_L_M_MARIN_INT
925 | PR_SAN_JUAN_INTL_ARPT
926 | PR_SAN_JUAN_L_M_MARIN_INT
953 | PR_SAN_JUAN_INTL_ARPT
955 | PR_SAN_JUAN_L_M_MARIN_INT
956 | PR_SAN_JUAN_INTL_ARPT
968 | PR_SAN_JUAN_L_M_MARIN_INT
969 | PR_SAN_JUAN_INTL_ARPT
975 | PR_SAN_JUAN_L_M_MARIN_INT
976 | PR_SAN_JUAN_INTL_ARPT
979 | PR_SAN_JUAN_L_M_MARIN_INT
984 | PR_SAN_JUAN_INTL_ARPT
1001 | MA_WESTFIELD_BARNES_MUNI
1002 | MA_CHICOPEE_FALLS_WESTO
1005 | MA_WORCHESTER_REGIONAL_AR
1007 | MA_CHICOPEE_FALLS_WESTO
1008 | MA_WESTFIELD_BARNES_MUNI
1009 | MA_CHICOPEE_FALLS_WESTO
1010 | MA_WORCHESTER_REGIONAL_AR
1011 | MA_WESTFIELD_BARNES_MUNI
1013 | MA_CHICOPEE_FALLS_WESTO
1026 | MA_NORTH_ADAMS
1027 | MA_WESTFIELD_BARNES_MUNI
1028 | MA_CHICOPEE_FALLS_WESTO
1029 | MA_WESTFIELD_BARNES_MUNI
1031 | MA_WORCHESTER_REGIONAL_AR
1032 | MA_WESTFIELD_BARNES_MUNI
1033 | MA_CHICOPEE_FALLS_WESTO
1034 | MA_WESTFIELD_BARNES_MUNI
1035 | MA_CHICOPEE_FALLS_WESTO
1037 | MA_WORCHESTER_REGIONAL_AR
1038 | MA_CHICOPEE_FALLS_WESTO
1050 | MA_WESTFIELD_BARNES_MUNI
1054 | MA_CHICOPEE_FALLS_WESTO
1068 | MA_WORCHESTER_REGIONAL_AR
1069 | MA_CHICOPEE_FALLS_WESTO
1070 | MA_NORTH_ADAMS
1071 | MA_WESTFIELD_BARNES_MUNI
1072 | MA_CHICOPEE_FALLS_WESTO
1073 | MA_WESTFIELD_BARNES_MUNI
1074 | MA_WORCHESTER_REGIONAL_AR
1075 | MA_CHICOPEE_FALLS_WESTO
1077 | MA_WESTFIELD_BARNES_MUNI
1079 | MA_CHICOPEE_FALLS_WESTO
1083 | MA_WORCHESTER_REGIONAL_AR
1084 | MA_WESTFIELD_BARNES_MUNI
1088 | MA_CHICOPEE_FALLS_WESTO
1089 | MA_WESTFIELD_BARNES_MUNI
1092 | MA_WORCHESTER_REGIONAL_AR
1093 | MA_CHICOPEE_FALLS_WESTO
1094 | MA_WORCHESTER_REGIONAL_AR
1095 | MA_CHICOPEE_FALLS_WESTO
1096 | MA_WESTFIELD_BARNES_MUNI
1103 | MA_CHICOPEE_FALLS_WESTO
1106 | CT_HARTFORD_BRADLEY_INTL
1107 | MA_WESTFIELD_BARNES_MUNI
1108 | MA_CHICOPEE_FALLS_WESTO
1111 | MA_WESTFIELD_BARNES_MUNI
1116 | MA_CHICOPEE_FALLS_WESTO
1133 | MA_WESTFIELD_BARNES_MUNI
1151 | MA_CHICOPEE_FALLS_WESTO
1152 | MA_WESTFIELD_BARNES_MUNI
1201 | MA_NORTH_ADAMS
1222 | MA_WESTFIELD_BARNES_MUNI
1224 | MA_NORTH_ADAMS
1230 | MA_WESTFIELD_BARNES_MUNI
1235 | MA_NORTH_ADAMS
1243 | MA_WESTFIELD_BARNES_MUNI
1247 | MA_NORTH_ADAMS
1252 | MA_WESTFIELD_BARNES_MUNI
1254 | MA_NORTH_ADAMS
1255 | MA_WESTFIELD_BARNES_MUNI
1256 | MA_NORTH_ADAMS
1257 | MA_WESTFIELD_BARNES_MUNI
1260 | MA_NORTH_ADAMS
1301 | NH_DILLANT_HOPKINS
1302 | MA_CHICOPEE_FALLS_WESTO
1330 | MA_NORTH_ADAMS
1331 | NH_DILLANT_HOPKINS
1338 | MA_NORTH_ADAMS
1341 | MA_CHICOPEE_FALLS_WESTO
1343 | MA_NORTH_ADAMS
1344 | NH_DILLANT_HOPKINS
1346 | MA_NORTH_ADAMS
1347 | MA_CHICOPEE_FALLS_WESTO
1349 | NH_DILLANT_HOPKINS
1350 | MA_NORTH_ADAMS
1351 | MA_CHICOPEE_FALLS_WESTO
1354 | NH_DILLANT_HOPKINS
1355 | MA_CHICOPEE_FALLS_WESTO
1360 | NH_DILLANT_HOPKINS
1366 | MA_WORCHESTER_REGIONAL_AR
1367 | MA_NORTH_ADAMS
1368 | NH_DILLANT_HOPKINS
1369 | MA_NORTH_ADAMS
1373 | MA_CHICOPEE_FALLS_WESTO
1376 | NH_DILLANT_HOPKINS
1379 | MA_CHICOPEE_FALLS_WESTO
1380 | NH_DILLANT_HOPKINS
1420 | MA_WORCHESTER_REGIONAL_AR
1430 | NH_DILLANT_HOPKINS
1431 | NH_MANCHESTER_AIRPORT
1432 | MA_WORCHESTER_REGIONAL_AR
1450 | NH_MANCHESTER_AIRPORT
1451 | MA_WORCHESTER_REGIONAL_AR
1460 | MA_LAWRENCE_MUNI
1462 | MA_WORCHESTER_REGIONAL_AR
1463 | NH_MANCHESTER_AIRPORT
1464 | MA_WORCHESTER_REGIONAL_AR
1469 | NH_MANCHESTER_AIRPORT
1473 | MA_WORCHESTER_REGIONAL_AR
1474 | NH_MANCHESTER_AIRPORT
1475 | NH_DILLANT_HOPKINS
1501 | MA_WORCHESTER_REGIONAL_AR
1504 | RI_PAWTUCKET_AWOS
1505 | MA_WORCHESTER_REGIONAL_AR
1525 | RI_PAWTUCKET_AWOS
1526 | MA_WORCHESTER_REGIONAL_AR
1529 | RI_PAWTUCKET_AWOS
1531 | MA_WORCHESTER_REGIONAL_AR
1538 | RI_PAWTUCKET_AWOS
1540 | MA_WORCHESTER_REGIONAL_AR
1569 | RI_PAWTUCKET_AWOS
1570 | MA_WORCHESTER_REGIONAL_AR
1701 | MA_NORWOOD_MEMORIAL
1718 | MA_LAWRENCE_MUNI
1719 | MA_WORCHESTER_REGIONAL_AR
1720 | MA_BOSTON_LOGAN_INT'L_ARP
1721 | MA_NORWOOD_MEMORIAL
1730 | MA_BOSTON_LOGAN_INT'L_ARP
1740 | MA_WORCHESTER_REGIONAL_AR
1741 | MA_LAWRENCE_MUNI
1742 | MA_BOSTON_LOGAN_INT'L_ARP
1745 | MA_NORWOOD_MEMORIAL
1747 | RI_PAWTUCKET_AWOS
1748 | MA_NORWOOD_MEMORIAL
1749 | MA_WORCHESTER_REGIONAL_AR
1754 | MA_NORWOOD_MEMORIAL
1756 | RI_PAWTUCKET_AWOS
1760 | MA_NORWOOD_MEMORIAL
1772 | MA_WORCHESTER_REGIONAL_AR
1773 | MA_BOSTON_LOGAN_INT'L_ARP
1775 | MA_WORCHESTER_REGIONAL_AR
1776 | MA_NORWOOD_MEMORIAL
1784 | MA_WORCHESTER_REGIONAL_AR
1801 | MA_BOSTON_LOGAN_INT'L_ARP
1810 | MA_LAWRENCE_MUNI
1813 | MA_BOSTON_LOGAN_INT'L_ARP
1821 | MA_LAWRENCE_MUNI
1827 | NH_MANCHESTER_AIRPORT
1830 | MA_LAWRENCE_MUNI
1864 | MA_BEVERLY_MUNI
1865 | MA_LAWRENCE_MUNI
1867 | MA_BEVERLY_MUNI
1876 | MA_LAWRENCE_MUNI
1880 | MA_BOSTON_LOGAN_INT'L_ARP
1885 | MA_LAWRENCE_MUNI
1888 | MA_BOSTON_LOGAN_INT'L_ARP
1889 | MA_BEVERLY_MUNI
1890 | MA_BOSTON_LOGAN_INT'L_ARP
1899 | MA_LAWRENCE_MUNI
1901 | MA_BOSTON_LOGAN_INT'L_ARP
1902 | MA_BEVERLY_MUNI
1903 | MA_BOSTON_LOGAN_INT'L_ARP
1904 | MA_BEVERLY_MUNI
1905 | MA_BOSTON_LOGAN_INT'L_ARP
1907 | MA_BEVERLY_MUNI
1908 | MA_BOSTON_LOGAN_INT'L_ARP
1913 | MA_LAWRENCE_MUNI
1915 | MA_BEVERLY_MUNI
1921 | MA_LAWRENCE_MUNI
1923 | MA_BEVERLY_MUNI
1950 | MA_LAWRENCE_MUNI
1960 | MA_BEVERLY_MUNI
1985 | MA_LAWRENCE_MUNI
2018 | MA_BOSTON_LOGAN_INT'L_ARP
2019 | RI_PAWTUCKET_AWOS
2020 | MA_PLYMOUTH_MUNICIPAL
2021 | MA_NORWOOD_MEMORIAL
2025 | MA_BOSTON_LOGAN_INT'L_ARP
2026 | MA_NORWOOD_MEMORIAL
2040 | MA_PLYMOUTH_MUNICIPAL
2043 | MA_BOSTON_LOGAN_INT'L_ARP
2047 | MA_PLYMOUTH_MUNICIPAL
2048 | MA_NORWOOD_MEMORIAL
2050 | MA_PLYMOUTH_MUNICIPAL
2052 | MA_NORWOOD_MEMORIAL
2055 | MA_BOSTON_LOGAN_INT'L_ARP
2056 | MA_NORWOOD_MEMORIAL
2059 | MA_PLYMOUTH_MUNICIPAL
2060 | MA_BOSTON_LOGAN_INT'L_ARP
2061 | MA_PLYMOUTH_MUNICIPAL
2062 | MA_NORWOOD_MEMORIAL
2065 | MA_PLYMOUTH_MUNICIPAL
2066 | MA_BOSTON_LOGAN_INT'L_ARP
2067 | MA_NORWOOD_MEMORIAL
2070 | RI_PAWTUCKET_AWOS
2071 | MA_NORWOOD_MEMORIAL
2101 | MA_BOSTON_LOGAN_INT'L_ARP
2131 | MA_NORWOOD_MEMORIAL
2133 | MA_BOSTON_LOGAN_INT'L_ARP
2136 | MA_NORWOOD_MEMORIAL
2137 | MA_BOSTON_LOGAN_INT'L_ARP
2157 | MA_NORWOOD_MEMORIAL
2158 | MA_BOSTON_LOGAN_INT'L_ARP
2159 | MA_NORWOOD_MEMORIAL
2160 | MA_BOSTON_LOGAN_INT'L_ARP
2161 | MA_NORWOOD_MEMORIAL
2163 | MA_BOSTON_LOGAN_INT'L_ARP
2164 | MA_NORWOOD_MEMORIAL
2165 | MA_BOSTON_LOGAN_INT'L_ARP
2166 | MA_NORWOOD_MEMORIAL
2167 | MA_BOSTON_LOGAN_INT'L_ARP
2168 | MA_NORWOOD_MEMORIAL
2169 | MA_BOSTON_LOGAN_INT'L_ARP
2181 | MA_NORWOOD_MEMORIAL
2187 | MA_BOSTON_LOGAN_INT'L_ARP
2190 | MA_NORWOOD_MEMORIAL
2191 | MA_BOSTON_LOGAN_INT'L_ARP
2192 | MA_NORWOOD_MEMORIAL
2195 | MA_BOSTON_LOGAN_INT'L_ARP
2301 | MA_NORWOOD_MEMORIAL
2324 | MA_PLYMOUTH_MUNICIPAL
2334 | MA_NORWOOD_MEMORIAL
2337 | MA_PLYMOUTH_MUNICIPAL
2343 | MA_NORWOOD_MEMORIAL
2344 | MA_PLYMOUTH_MUNICIPAL
2347 | MA_NEW_BEDFORD_RGNL
2348 | MA_PLYMOUTH_MUNICIPAL
2351 | MA_NORWOOD_MEMORIAL
2355 | MA_PLYMOUTH_MUNICIPAL
2356 | MA_NORWOOD_MEMORIAL
2358 | MA_PLYMOUTH_MUNICIPAL
2368 | MA_NORWOOD_MEMORIAL
2381 | MA_PLYMOUTH_MUNICIPAL
2382 | MA_NORWOOD_MEMORIAL
2420 | MA_BOSTON_LOGAN_INT'L_ARP
2481 | MA_NORWOOD_MEMORIAL
2495 | MA_BOSTON_LOGAN_INT'L_ARP
2532 | MA_OTIS_ANGB
2535 | MA_MARTHAS_VINEYARD
2536 | MA_OTIS_ANGB
2537 | MA_BARNSTABLE_MUNI_BOA
2538 | MA_PLYMOUTH_MUNICIPAL
2539 | MA_MARTHAS_VINEYARD
2540 | MA_OTIS_ANGB
2543 | MA_MARTHAS_VINEYARD
2553 | MA_OTIS_ANGB
2554 | MA_NANTUCKET_MEMORIAL_AP
2556 | MA_OTIS_ANGB
2557 | MA_MARTHAS_VINEYARD
2558 | MA_OTIS_ANGB
2564 | MA_NANTUCKET_MEMORIAL_AP
2565 | MA_OTIS_ANGB
2568 | MA_MARTHAS_VINEYARD
2571 | MA_PLYMOUTH_MUNICIPAL
2573 | MA_MARTHAS_VINEYARD
2574 | MA_OTIS_ANGB
2575 | MA_MARTHAS_VINEYARD
2576 | MA_PLYMOUTH_MUNICIPAL
2584 | MA_NANTUCKET_MEMORIAL_AP
2601 | MA_BARNSTABLE_MUNI_BOA
2635 | MA_OTIS_ANGB
2636 | MA_BARNSTABLE_MUNI_BOA
2644 | MA_OTIS_ANGB
2645 | MA_BARNSTABLE_MUNI_BOA
2648 | MA_OTIS_ANGB
2650 | MA_BARNSTABLE_MUNI_BOA
2651 | MA_PROVINCETOWN_AWOS
2653 | MA_BARNSTABLE_MUNI_BOA
2657 | MA_PROVINCETOWN_AWOS
2659 | MA_BARNSTABLE_MUNI_BOA
2663 | MA_PROVINCETOWN_AWOS
2664 | MA_BARNSTABLE_MUNI_BOA
2666 | MA_PROVINCETOWN_AWOS
2668 | MA_BARNSTABLE_MUNI_BOA
2702 | MA_NEW_BEDFORD_RGNL
2703 | RI_PAWTUCKET_AWOS
2713 | MA_MARTHAS_VINEYARD
2714 | MA_NEW_BEDFORD_RGNL
2760 | RI_PAWTUCKET_AWOS
2764 | MA_NEW_BEDFORD_RGNL
2766 | MA_NORWOOD_MEMORIAL
2767 | MA_PLYMOUTH_MUNICIPAL
2769 | RI_PROVIDENCE_T_F_GREEN_S
2770 | MA_NEW_BEDFORD_RGNL
2771 | RI_PROVIDENCE_T_F_GREEN_S
2779 | MA_NEW_BEDFORD_RGNL
2802 | RI_PAWTUCKET_AWOS
2804 | CT_GROTON_NEW_LONDON_AP
2806 | RI_PROVIDENCE_T_F_GREEN_S
2807 | RI_BLOCK_ISLAND_STATE_ARP
2808 | CT_GROTON_NEW_LONDON_AP
2809 | RI_PROVIDENCE_T_F_GREEN_S
2813 | RI_BLOCK_ISLAND_STATE_ARP
2814 | RI_PAWTUCKET_AWOS
2815 | RI_PROVIDENCE_T_F_GREEN_S
2824 | RI_PAWTUCKET_AWOS
2827 | RI_PROVIDENCE_T_F_GREEN_S
2828 | RI_PAWTUCKET_AWOS
2831 | RI_PROVIDENCE_T_F_GREEN_S
2833 | CT_GROTON_NEW_LONDON_AP
2835 | RI_PROVIDENCE_T_F_GREEN_S
2836 | RI_BLOCK_ISLAND_STATE_ARP
2837 | MA_NEW_BEDFORD_RGNL
2838 | RI_PAWTUCKET_AWOS
2840 | RI_PROVIDENCE_T_F_GREEN_S
2857 | RI_PAWTUCKET_AWOS
2871 | RI_PROVIDENCE_T_F_GREEN_S
2873 | CT_GROTON_NEW_LONDON_AP
2874 | RI_PROVIDENCE_T_F_GREEN_S
2875 | RI_BLOCK_ISLAND_STATE_ARP
2876 | RI_PAWTUCKET_AWOS
2877 | RI_PROVIDENCE_T_F_GREEN_S
2878 | MA_NEW_BEDFORD_RGNL
2879 | RI_BLOCK_ISLAND_STATE_ARP
2881 | RI_PROVIDENCE_T_F_GREEN_S
2882 | RI_BLOCK_ISLAND_STATE_ARP
2883 | RI_PROVIDENCE_T_F_GREEN_S
2891 | CT_GROTON_NEW_LONDON_AP
2892 | RI_PROVIDENCE_T_F_GREEN_S
2894 | CT_GROTON_NEW_LONDON_AP
2895 | RI_PAWTUCKET_AWOS
2898 | RI_PROVIDENCE_T_F_GREEN_S
2904 | RI_PAWTUCKET_AWOS
2905 | RI_PROVIDENCE_T_F_GREEN_S
2906 | RI_PAWTUCKET_AWOS
2907 | RI_PROVIDENCE_T_F_GREEN_S
2908 | RI_PAWTUCKET_AWOS
2909 | RI_PROVIDENCE_T_F_GREEN_S
2911 | RI_PAWTUCKET_AWOS
2912 | RI_PROVIDENCE_T_F_GREEN_S
2916 | RI_PAWTUCKET_AWOS
2918 | RI_PROVIDENCE_T_F_GREEN_S
2919 | RI_PAWTUCKET_AWOS
2920 | RI_PROVIDENCE_T_F_GREEN_S
3031 | NH_MANCHESTER_AIRPORT
3037 | NH_CONCORD_MUNICIPAL_ARPT
3038 | NH_MANCHESTER_AIRPORT
3042 | NH_PEASE_INTL_TRADEPOR
3043 | NH_MANCHESTER_AIRPORT
3047 | NH_DILLANT_HOPKINS
3048 | NH_MANCHESTER_AIRPORT
3071 | NH_DILLANT_HOPKINS
3073 | MA_LAWRENCE_MUNI
3077 | NH_MANCHESTER_AIRPORT
3079 | MA_LAWRENCE_MUNI
3082 | NH_MANCHESTER_AIRPORT
3084 | NH_DILLANT_HOPKINS
3086 | NH_MANCHESTER_AIRPORT
3215 | NH_MOUNT_WASHINGTON
3216 | NH_LACONIA_MUNI_AWOS
3218 | NH_CONCORD_MUNICIPAL_ARPT
3220 | NH_LACONIA_MUNI_AWOS
3221 | NH_CONCORD_MUNICIPAL_ARPT
3222 | NH_LACONIA_MUNI_AWOS
3224 | NH_CONCORD_MUNICIPAL_ARPT
3226 | NH_LACONIA_MUNI_AWOS
3229 | NH_CONCORD_MUNICIPAL_ARPT
3230 | NH_LACONIA_MUNI_AWOS
3233 | NH_LEBANON_MUNICIPAL
3234 | NH_CONCORD_MUNICIPAL_ARPT
3235 | NH_LACONIA_MUNI_AWOS
3238 | NH_LEBANON_MUNICIPAL
3241 | NH_LACONIA_MUNI_AWOS
3242 | NH_CONCORD_MUNICIPAL_ARPT
3243 | NH_LACONIA_MUNI_AWOS
3244 | NH_CONCORD_MUNICIPAL_ARPT
3245 | NH_LACONIA_MUNI_AWOS
3251 | NH_MOUNT_WASHINGTON
3252 | NH_LACONIA_MUNI_AWOS
3255 | NH_LEBANON_MUNICIPAL
3256 | NH_LACONIA_MUNI_AWOS
3257 | NH_LEBANON_MUNICIPAL
3259 | NH_LACONIA_MUNI_AWOS
3260 | NH_CONCORD_MUNICIPAL_ARPT
3262 | NH_MOUNT_WASHINGTON
3263 | NH_CONCORD_MUNICIPAL_ARPT
3264 | NH_LACONIA_MUNI_AWOS
3268 | NH_CONCORD_MUNICIPAL_ARPT
3269 | NH_LACONIA_MUNI_AWOS
3272 | NH_CONCORD_MUNICIPAL_ARPT
3274 | NH_LACONIA_MUNI_AWOS
3275 | NH_CONCORD_MUNICIPAL_ARPT
3276 | NH_LACONIA_MUNI_AWOS
3278 | NH_CONCORD_MUNICIPAL_ARPT
3279 | NH_LEBANON_MUNICIPAL
3280 | NH_DILLANT_HOPKINS
3281 | NH_CONCORD_MUNICIPAL_ARPT
3282 | NH_LEBANON_MUNICIPAL
3287 | NH_CONCORD_MUNICIPAL_ARPT
3289 | NH_LACONIA_MUNI_AWOS
3290 | NH_PEASE_INTL_TRADEPOR
3293 | NH_MOUNT_WASHINGTON
3298 | NH_LACONIA_MUNI_AWOS
3301 | NH_CONCORD_MUNICIPAL_ARPT
3431 | NH_DILLANT_HOPKINS
3561 | NH_MOUNT_WASHINGTON
3570 | NH_BERLIN_MUNICIPAL
3574 | NH_MOUNT_WASHINGTON
3576 | NH_BERLIN_MUNICIPAL
3580 | NH_MOUNT_WASHINGTON
3582 | NH_BERLIN_MUNICIPAL
3583 | NH_MOUNT_WASHINGTON
3584 | NH_BERLIN_MUNICIPAL
3585 | NH_MOUNT_WASHINGTON
3588 | NH_BERLIN_MUNICIPAL
3589 | NH_MOUNT_WASHINGTON
3590 | NH_BERLIN_MUNICIPAL
3595 | NH_MOUNT_WASHINGTON
3597 | NH_BERLIN_MUNICIPAL
3598 | NH_MOUNT_WASHINGTON
3601 | VT_SPRINGFIELD_HARTNES
3608 | NH_DILLANT_HOPKINS
3609 | VT_SPRINGFIELD_HARTNES
3740 | VT_MONTPELIER_AP
3741 | NH_LEBANON_MUNICIPAL
3743 | VT_SPRINGFIELD_HARTNES
3745 | NH_LEBANON_MUNICIPAL
3752 | VT_SPRINGFIELD_HARTNES
3753 | NH_LEBANON_MUNICIPAL
3754 | VT_SPRINGFIELD_HARTNES
3755 | NH_LEBANON_MUNICIPAL
3765 | VT_MONTPELIER_AP
3766 | NH_LEBANON_MUNICIPAL
3771 | VT_MONTPELIER_AP
3773 | VT_SPRINGFIELD_HARTNES
3774 | VT_MONTPELIER_AP
3777 | NH_LEBANON_MUNICIPAL
3780 | VT_MONTPELIER_AP
3781 | NH_LEBANON_MUNICIPAL
3785 | VT_MONTPELIER_AP
3801 | NH_PEASE_INTL_TRADEPOR
3809 | NH_LACONIA_MUNI_AWOS
3811 | MA_LAWRENCE_MUNI
3812 | NH_MOUNT_WASHINGTON
3814 | NH_LACONIA_MUNI_AWOS
3815 | NH_PEASE_INTL_TRADEPOR
3816 | NH_LACONIA_MUNI_AWOS
3818 | NH_MOUNT_WASHINGTON
3819 | MA_LAWRENCE_MUNI
3820 | NH_PEASE_INTL_TRADEPOR
3826 | MA_LAWRENCE_MUNI
3830 | NH_LACONIA_MUNI_AWOS
3832 | NH_MOUNT_WASHINGTON
3833 | NH_PEASE_INTL_TRADEPOR
3835 | ME_SANFORD_MUNI_AWOS
3836 | NH_LACONIA_MUNI_AWOS
3838 | NH_MOUNT_WASHINGTON
3839 | NH_PEASE_INTL_TRADEPOR
3841 | MA_LAWRENCE_MUNI
3842 | NH_PEASE_INTL_TRADEPOR
3845 | NH_MOUNT_WASHINGTON
3848 | MA_LAWRENCE_MUNI
3849 | NH_LACONIA_MUNI_AWOS
3851 | ME_SANFORD_MUNI_AWOS
3853 | NH_LACONIA_MUNI_AWOS
3854 | NH_PEASE_INTL_TRADEPOR
3855 | NH_LACONIA_MUNI_AWOS
3856 | NH_PEASE_INTL_TRADEPOR
3858 | MA_LAWRENCE_MUNI
3860 | NH_MOUNT_WASHINGTON
3862 | NH_PEASE_INTL_TRADEPOR
3864 | NH_LACONIA_MUNI_AWOS
3865 | MA_LAWRENCE_MUNI
3866 | NH_PEASE_INTL_TRADEPOR
3867 | ME_SANFORD_MUNI_AWOS
3869 | NH_PEASE_INTL_TRADEPOR
3872 | ME_SANFORD_MUNI_AWOS
3873 | NH_MANCHESTER_AIRPORT
3874 | NH_PEASE_INTL_TRADEPOR
3875 | NH_LACONIA_MUNI_AWOS
3878 | NH_PEASE_INTL_TRADEPOR
3882 | NH_LACONIA_MUNI_AWOS
3884 | NH_CONCORD_MUNICIPAL_ARPT
3885 | NH_PEASE_INTL_TRADEPOR
3886 | NH_LACONIA_MUNI_AWOS
3887 | ME_SANFORD_MUNI_AWOS
3890 | NH_LACONIA_MUNI_AWOS
3901 | ME_SANFORD_MUNI_AWOS
3902 | NH_PEASE_INTL_TRADEPOR
3906 | ME_SANFORD_MUNI_AWOS
3908 | NH_PEASE_INTL_TRADEPOR
4001 | ME_SANFORD_MUNI_AWOS
4003 | ME_NAVAL_AIR_STATION
4004 | ME_PORTLAND_INTL_JETPORT
4008 | ME_NAVAL_AIR_STATION
4009 | ME_AUBURN_LEWISTON
4010 | NH_MOUNT_WASHINGTON
4011 | ME_NAVAL_AIR_STATION
4014 | ME_SANFORD_MUNI_AWOS
4015 | ME_AUBURN_LEWISTON
4016 | NH_MOUNT_WASHINGTON
4017 | ME_PORTLAND_INTL_JETPORT
4022 | ME_AUBURN_LEWISTON
4024 | ME_PORTLAND_INTL_JETPORT
4027 | ME_SANFORD_MUNI_AWOS
4029 | ME_AUBURN_LEWISTON
4030 | ME_SANFORD_MUNI_AWOS
4032 | ME_NAVAL_AIR_STATION
4037 | NH_MOUNT_WASHINGTON
4038 | ME_PORTLAND_INTL_JETPORT
4039 | ME_AUBURN_LEWISTON
4042 | ME_PORTLAND_INTL_JETPORT
4043 | ME_SANFORD_MUNI_AWOS
4049 | ME_PORTLAND_INTL_JETPORT
4051 | NH_MOUNT_WASHINGTON
4053 | ME_NAVAL_AIR_STATION
4054 | ME_SANFORD_MUNI_AWOS
4055 | ME_AUBURN_LEWISTON
4056 | ME_SANFORD_MUNI_AWOS
4057 | ME_AUBURN_LEWISTON
4061 | ME_SANFORD_MUNI_AWOS
4062 | ME_PORTLAND_INTL_JETPORT
4066 | ME_NAVAL_AIR_STATION
4068 | NH_LACONIA_MUNI_AWOS
4069 | ME_AUBURN_LEWISTON
4070 | ME_PORTLAND_INTL_JETPORT
4071 | ME_AUBURN_LEWISTON
4072 | ME_PORTLAND_INTL_JETPORT
4073 | ME_SANFORD_MUNI_AWOS
4074 | ME_PORTLAND_INTL_JETPORT
4076 | ME_SANFORD_MUNI_AWOS
4077 | ME_AUBURN_LEWISTON
4078 | ME_NAVAL_AIR_STATION
4081 | ME_AUBURN_LEWISTON
4082 | ME_PORTLAND_INTL_JETPORT
4083 | ME_SANFORD_MUNI_AWOS
4084 | ME_PORTLAND_INTL_JETPORT
4086 | ME_NAVAL_AIR_STATION
4087 | ME_SANFORD_MUNI_AWOS
4088 | ME_AUBURN_LEWISTON
4090 | ME_SANFORD_MUNI_AWOS
4091 | ME_PORTLAND_INTL_JETPORT
4094 | ME_SANFORD_MUNI_AWOS
4096 | ME_PORTLAND_INTL_JETPORT
4210 | ME_AUBURN_LEWISTON
4216 | NH_BERLIN_MUNICIPAL
4219 | ME_AUBURN_LEWISTON
4221 | ME_AUGUSTA_AIRPORT
4222 | ME_AUBURN_LEWISTON
4225 | ME_WATERVILLE_AWOS
4226 | NH_BERLIN_MUNICIPAL
4227 | ME_AUGUSTA_AIRPORT
4230 | ME_AUBURN_LEWISTON
4231 | NH_MOUNT_WASHINGTON
4234 | ME_WATERVILLE_AWOS
4236 | ME_AUBURN_LEWISTON
4237 | NH_BERLIN_MUNICIPAL
4238 | ME_AUBURN_LEWISTON
4239 | ME_AUGUSTA_AIRPORT
4240 | ME_AUBURN_LEWISTON
4252 | ME_NAVAL_AIR_STATION
4253 | ME_AUGUSTA_AIRPORT
4255 | NH_BERLIN_MUNICIPAL
4256 | ME_AUBURN_LEWISTON
4257 | NH_BERLIN_MUNICIPAL
4258 | ME_AUBURN_LEWISTON
4259 | ME_AUGUSTA_AIRPORT
4260 | ME_AUBURN_LEWISTON
4261 | NH_BERLIN_MUNICIPAL
4262 | ME_AUGUSTA_AIRPORT
4266 | ME_AUBURN_LEWISTON
4267 | NH_MOUNT_WASHINGTON
4268 | ME_AUBURN_LEWISTON
4275 | NH_BERLIN_MUNICIPAL
4280 | ME_AUBURN_LEWISTON
4284 | ME_AUGUSTA_AIRPORT
4285 | ME_WATERVILLE_AWOS
4286 | NH_BERLIN_MUNICIPAL
4287 | ME_NAVAL_AIR_STATION
4288 | ME_AUBURN_LEWISTON
4294 | ME_WATERVILLE_AWOS
4330 | ME_AUGUSTA_AIRPORT
4342 | ME_WISCASSET
4343 | ME_AUGUSTA_AIRPORT
4352 | ME_WATERVILLE_AWOS
4353 | ME_AUGUSTA_AIRPORT
4354 | ME_WATERVILLE_AWOS
4355 | ME_AUGUSTA_AIRPORT
4357 | ME_WISCASSET
4358 | ME_WATERVILLE_AWOS
4359 | ME_AUGUSTA_AIRPORT
4360 | ME_WATERVILLE_AWOS
4363 | ME_AUGUSTA_AIRPORT
4401 | ME_BANGOR_INTERNATIONAL_A
4413 | ME_HOULTON_INTL_ARPT
4414 | ME_MILLINOCKET_MUNICIPAL
4416 | ME_BANGOR_INTERNATIONAL_A
4417 | ME_MILLINOCKET_MUNICIPAL
4418 | ME_BANGOR_INTERNATIONAL_A
4420 | ME_BAR_HARBOR_AWOS
4422 | ME_BANGOR_INTERNATIONAL_A
4424 | ME_HOULTON_INTL_ARPT
4426 | ME_BANGOR_INTERNATIONAL_A
4430 | ME_MILLINOCKET_MUNICIPAL
4431 | ME_BAR_HARBOR_AWOS
4434 | ME_BANGOR_INTERNATIONAL_A
4441 | ME_MILLINOCKET_MUNICIPAL
4443 | ME_BANGOR_INTERNATIONAL_A
4448 | ME_MILLINOCKET_MUNICIPAL
4449 | ME_BANGOR_INTERNATIONAL_A
4451 | ME_MILLINOCKET_MUNICIPAL
4453 | ME_BANGOR_INTERNATIONAL_A
4454 | ME_HOULTON_INTL_ARPT
4455 | ME_MILLINOCKET_MUNICIPAL
4456 | ME_BANGOR_INTERNATIONAL_A
4457 | ME_MILLINOCKET_MUNICIPAL
4461 | ME_BANGOR_INTERNATIONAL_A
4462 | ME_MILLINOCKET_MUNICIPAL
4467 | ME_BANGOR_INTERNATIONAL_A
4471 | ME_HOULTON_INTL_ARPT
4472 | ME_BANGOR_INTERNATIONAL_A
4476 | ME_BAR_HARBOR_AWOS
4478 | ME_MILLINOCKET_MUNICIPAL
4479 | ME_BANGOR_INTERNATIONAL_A
4481 | ME_MILLINOCKET_MUNICIPAL
4488 | ME_BANGOR_INTERNATIONAL_A
4490 | ME_HOULTON_INTL_ARPT
4493 | ME_MILLINOCKET_MUNICIPAL
4496 | ME_BANGOR_INTERNATIONAL_A
4497 | ME_MILLINOCKET_MUNICIPAL
4530 | ME_NAVAL_AIR_STATION
4535 | ME_WISCASSET
4547 | ME_ROCKLAND_KNOXAWOS
4548 | ME_WISCASSET
4562 | ME_NAVAL_AIR_STATION
4563 | ME_ROCKLAND_KNOXAWOS
4564 | ME_WISCASSET
4565 | ME_NAVAL_AIR_STATION
4568 | ME_WISCASSET
4572 | ME_ROCKLAND_KNOXAWOS
4573 | ME_WISCASSET
4574 | ME_ROCKLAND_KNOXAWOS
4575 | ME_WISCASSET
4605 | ME_BAR_HARBOR_AWOS
4619 | ME_HOULTON_INTL_ARPT
4622 | ME_BAR_HARBOR_AWOS
4637 | ME_MILLINOCKET_MUNICIPAL
4640 | ME_BAR_HARBOR_AWOS
4645 | ME_ROCKLAND_KNOXAWOS
4646 | ME_BAR_HARBOR_AWOS
4668 | ME_MILLINOCKET_MUNICIPAL
4669 | ME_BAR_HARBOR_AWOS
4681 | ME_ROCKLAND_KNOXAWOS
4684 | ME_BAR_HARBOR_AWOS
4730 | ME_HOULTON_INTL_ARPT
4732 | ME_PRESQUE_ISLE_MUNICIP
4733 | ME_MILLINOCKET_MUNICIPAL
4734 | ME_PRESQUE_ISLE_MUNICIP
4736 | ME_CARIBOU_MUNICIPAL_ARPT
4737 | ME_PRESQUE_ISLE_MUNICIP
4739 | ME_NORTHERN_AROOSTOOK
4740 | ME_PRESQUE_ISLE_MUNICIP
4741 | ME_NORTHERN_AROOSTOOK
4742 | ME_CARIBOU_MUNICIPAL_ARPT
4743 | ME_NORTHERN_AROOSTOOK
4745 | ME_PRESQUE_ISLE_MUNICIP
4746 | ME_NORTHERN_AROOSTOOK
4747 | ME_HOULTON_INTL_ARPT
4750 | ME_CARIBOU_MUNICIPAL_ARPT
4757 | ME_PRESQUE_ISLE_MUNICIP
4760 | ME_HOULTON_INTL_ARPT
4762 | ME_CARIBOU_MUNICIPAL_ARPT
4763 | ME_HOULTON_INTL_ARPT
4764 | ME_PRESQUE_ISLE_MUNICIP
4765 | ME_MILLINOCKET_MUNICIPAL
4766 | ME_CARIBOU_MUNICIPAL_ARPT
4768 | ME_PRESQUE_ISLE_MUNICIP
4770 | ME_NORTHERN_AROOSTOOK
4775 | ME_PRESQUE_ISLE_MUNICIP
4776 | ME_MILLINOCKET_MUNICIPAL
4779 | ME_NORTHERN_AROOSTOOK
4780 | ME_HOULTON_INTL_ARPT
4781 | ME_NORTHERN_AROOSTOOK
4782 | ME_MILLINOCKET_MUNICIPAL
4783 | ME_CARIBOU_MUNICIPAL_ARPT
4785 | ME_NORTHERN_AROOSTOOK
4786 | ME_PRESQUE_ISLE_MUNICIP
4788 | ME_NORTHERN_AROOSTOOK
4841 | ME_ROCKLAND_KNOXAWOS
4901 | ME_WATERVILLE_AWOS
4915 | ME_BANGOR_INTERNATIONAL_A
4917 | ME_AUGUSTA_AIRPORT
4918 | ME_WATERVILLE_AWOS
4921 | ME_BANGOR_INTERNATIONAL_A
4922 | ME_WATERVILLE_AWOS
4928 | ME_BANGOR_INTERNATIONAL_A
4935 | ME_WATERVILLE_AWOS
4936 | NH_BERLIN_MUNICIPAL
4937 | ME_WATERVILLE_AWOS
4939 | ME_BANGOR_INTERNATIONAL_A
4940 | ME_WATERVILLE_AWOS
4945 | ME_MILLINOCKET_MUNICIPAL
4947 | ME_WATERVILLE_AWOS
4951 | ME_BANGOR_INTERNATIONAL_A
4952 | ME_ROCKLAND_KNOXAWOS
4953 | ME_BANGOR_INTERNATIONAL_A
4954 | ME_WATERVILLE_AWOS
4964 | NH_BERLIN_MUNICIPAL
4965 | ME_BANGOR_INTERNATIONAL_A
4966 | ME_WATERVILLE_AWOS
4969 | ME_BANGOR_INTERNATIONAL_A
4970 | NH_BERLIN_MUNICIPAL
4971 | ME_WATERVILLE_AWOS
4972 | ME_BANGOR_INTERNATIONAL_A
4973 | ME_ROCKLAND_KNOXAWOS
4974 | ME_BANGOR_INTERNATIONAL_A
4975 | ME_WATERVILLE_AWOS
4981 | ME_BANGOR_INTERNATIONAL_A
4982 | NH_BERLIN_MUNICIPAL
4983 | ME_WATERVILLE_AWOS
4987 | ME_BANGOR_INTERNATIONAL_A
4988 | ME_WATERVILLE_AWOS
5001 | NH_LEBANON_MUNICIPAL
5030 | VT_SPRINGFIELD_HARTNES
5031 | NH_LEBANON_MUNICIPAL
5035 | VT_RUTLAND_STATE
5036 | VT_MONTPELIER_AP
5037 | VT_SPRINGFIELD_HARTNES
5038 | VT_MONTPELIER_AP
5043 | NH_LEBANON_MUNICIPAL
5046 | VT_MONTPELIER_AP
5047 | NH_LEBANON_MUNICIPAL
5050 | VT_MONTPELIER_AP
5052 | NH_LEBANON_MUNICIPAL
5056 | VT_RUTLAND_STATE
5058 | NH_LEBANON_MUNICIPAL
5061 | VT_MONTPELIER_AP
5062 | VT_SPRINGFIELD_HARTNES
5065 | NH_LEBANON_MUNICIPAL
5069 | VT_MONTPELIER_AP
5070 | NH_LEBANON_MUNICIPAL
5076 | VT_MONTPELIER_AP
5083 | NH_LEBANON_MUNICIPAL
5085 | VT_MONTPELIER_AP
5088 | NH_LEBANON_MUNICIPAL
5089 | VT_SPRINGFIELD_HARTNES
5091 | NH_LEBANON_MUNICIPAL
5101 | VT_SPRINGFIELD_HARTNES
5152 | VT_RUTLAND_STATE
5153 | VT_SPRINGFIELD_HARTNES
5158 | NH_DILLANT_HOPKINS
5161 | VT_SPRINGFIELD_HARTNES
5201 | MA_NORTH_ADAMS
5251 | VT_RUTLAND_STATE
5252 | MA_NORTH_ADAMS
5253 | VT_RUTLAND_STATE
5257 | MA_NORTH_ADAMS
5301 | NH_DILLANT_HOPKINS
5340 | VT_SPRINGFIELD_HARTNES
5341 | NH_DILLANT_HOPKINS
5342 | MA_NORTH_ADAMS
5343 | VT_SPRINGFIELD_HARTNES
5344 | NH_DILLANT_HOPKINS
5350 | MA_NORTH_ADAMS
5351 | NH_DILLANT_HOPKINS
5352 | MA_NORTH_ADAMS
5353 | NH_DILLANT_HOPKINS
5355 | VT_SPRINGFIELD_HARTNES
5356 | MA_NORTH_ADAMS
5357 | NH_DILLANT_HOPKINS
5359 | VT_SPRINGFIELD_HARTNES
5360 | MA_NORTH_ADAMS
5362 | NH_DILLANT_HOPKINS
5363 | MA_NORTH_ADAMS
5401 | VT_BURLINGTON_INTERNATION
5501 | MA_LAWRENCE_MUNI
5601 | VT_MONTPELIER_AP
5652 | VT_BURLINGTON_INTERNATION
5654 | VT_MONTPELIER_AP
5656 | VT_BURLINGTON_INTERNATION
5657 | VT_MONTPELIER_AP
5665 | VT_BURLINGTON_INTERNATION
5666 | VT_MONTPELIER_AP
5701 | VT_RUTLAND_STATE
5734 | VT_BURLINGTON_INTERNATION
5735 | VT_RUTLAND_STATE
5740 | VT_MONTPELIER_AP
5741 | VT_RUTLAND_STATE
5747 | VT_MONTPELIER_AP
5750 | VT_RUTLAND_STATE
5753 | VT_BURLINGTON_INTERNATION
5757 | VT_RUTLAND_STATE
5766 | VT_MONTPELIER_AP
5767 | VT_RUTLAND_STATE
5768 | NY_GLENS_FALLS_AP
5769 | VT_RUTLAND_STATE
5775 | NY_GLENS_FALLS_AP
5777 | VT_RUTLAND_STATE
5819 | VT_MONTPELIER_AP
5823 | NH_BERLIN_MUNICIPAL
5824 | NH_MOUNT_WASHINGTON
5825 | VT_MONTPELIER_AP
5829 | NH_BERLIN_MUNICIPAL
5836 | VT_MONTPELIER_AP
5837 | NH_BERLIN_MUNICIPAL
5838 | NH_MOUNT_WASHINGTON
5839 | VT_MONTPELIER_AP
5840 | NH_BERLIN_MUNICIPAL
5841 | VT_MONTPELIER_AP
5846 | NH_BERLIN_MUNICIPAL
5847 | VT_BURLINGTON_INTERNATION
5848 | NH_MOUNT_WASHINGTON
5849 | VT_MONTPELIER_AP
5851 | NH_MOUNT_WASHINGTON
5853 | NH_BERLIN_MUNICIPAL
5855 | VT_MONTPELIER_AP
5858 | NH_BERLIN_MUNICIPAL
5859 | VT_BURLINGTON_INTERNATION
5860 | VT_MONTPELIER_AP
5868 | VT_BURLINGTON_INTERNATION
5871 | NH_BERLIN_MUNICIPAL
5873 | VT_MONTPELIER_AP
5874 | VT_BURLINGTON_INTERNATION
5875 | VT_MONTPELIER_AP
5901 | NH_BERLIN_MUNICIPAL
5904 | NH_MOUNT_WASHINGTON
5905 | NH_BERLIN_MUNICIPAL
5906 | NH_MOUNT_WASHINGTON
5907 | NH_BERLIN_MUNICIPAL
6001 | CT_HARTFORD_BRAINARD_FD
6002 | CT_HARTFORD_BRADLEY_INTL
6010 | CT_HARTFORD_BRAINARD_FD
6016 | CT_HARTFORD_BRADLEY_INTL
6018 | MA_WESTFIELD_BARNES_MUNI
6019 | CT_HARTFORD_BRADLEY_INTL
6021 | MA_WESTFIELD_BARNES_MUNI
6022 | CT_HARTFORD_BRADLEY_INTL
6023 | CT_HARTFORD_BRAINARD_FD
6024 | MA_WESTFIELD_BARNES_MUNI
6025 | CT_HARTFORD_BRAINARD_FD
6026 | CT_HARTFORD_BRADLEY_INTL
6030 | CT_HARTFORD_BRAINARD_FD
6031 | CT_HARTFORD_BRADLEY_INTL
6032 | CT_HARTFORD_BRAINARD_FD
6035 | CT_HARTFORD_BRADLEY_INTL
6037 | CT_HARTFORD_BRAINARD_FD
6039 | NY_POUGHKEEPSIE_DUTCHESS
6040 | CT_HARTFORD_BRAINARD_FD
6049 | CT_HARTFORD_BRADLEY_INTL
6050 | CT_HARTFORD_BRAINARD_FD
6057 | CT_HARTFORD_BRADLEY_INTL
6062 | CT_HARTFORD_BRAINARD_FD
6063 | CT_HARTFORD_BRADLEY_INTL
6066 | CT_HARTFORD_BRAINARD_FD
6068 | NY_POUGHKEEPSIE_DUTCHESS
6070 | CT_HARTFORD_BRADLEY_INTL
6073 | CT_HARTFORD_BRAINARD_FD
6075 | MA_CHICOPEE_FALLS_WESTO
6078 | CT_HARTFORD_BRADLEY_INTL
6079 | NY_POUGHKEEPSIE_DUTCHESS
6080 | CT_HARTFORD_BRADLEY_INTL
6085 | CT_HARTFORD_BRAINARD_FD
6088 | CT_HARTFORD_BRADLEY_INTL
6101 | CT_HARTFORD_BRAINARD_FD
6137 | CT_OXFORD_AWOS
6138 | CT_HARTFORD_BRAINARD_FD
6230 | RI_PAWTUCKET_AWOS
6231 | CT_HARTFORD_BRAINARD_FD
6233 | RI_PAWTUCKET_AWOS
6235 | CT_HARTFORD_BRAINARD_FD
6239 | RI_PAWTUCKET_AWOS
6242 | MA_WORCHESTER_REGIONAL_AR
6243 | RI_PAWTUCKET_AWOS
6244 | MA_WORCHESTER_REGIONAL_AR
6247 | CT_GROTON_NEW_LONDON_AP
6248 | CT_HARTFORD_BRAINARD_FD
6254 | CT_GROTON_NEW_LONDON_AP
6255 | MA_WORCHESTER_REGIONAL_AR
6256 | CT_HARTFORD_BRAINARD_FD
6258 | RI_PAWTUCKET_AWOS
6262 | MA_WORCHESTER_REGIONAL_AR
6263 | RI_PAWTUCKET_AWOS
6264 | CT_GROTON_NEW_LONDON_AP
6265 | CT_HARTFORD_BRAINARD_FD
6266 | CT_GROTON_NEW_LONDON_AP
6267 | MA_WORCHESTER_REGIONAL_AR
6268 | CT_HARTFORD_BRAINARD_FD
6277 | RI_PAWTUCKET_AWOS
6278 | CT_HARTFORD_BRADLEY_INTL
6280 | CT_GROTON_NEW_LONDON_AP
6281 | MA_WORCHESTER_REGIONAL_AR
6320 | CT_GROTON_NEW_LONDON_AP
6332 | RI_PROVIDENCE_T_F_GREEN_S
6333 | CT_GROTON_NEW_LONDON_AP
6354 | RI_PROVIDENCE_T_F_GREEN_S
6355 | CT_GROTON_NEW_LONDON_AP
6373 | RI_PROVIDENCE_T_F_GREEN_S
6374 | CT_GROTON_NEW_LONDON_AP
6377 | RI_PROVIDENCE_T_F_GREEN_S
6378 | CT_GROTON_NEW_LONDON_AP
6387 | RI_PAWTUCKET_AWOS
6388 | CT_GROTON_NEW_LONDON_AP
6401 | CT_OXFORD_AWOS
6405 | CT_NEW_HAVEN_TWEED_AIRPOR
6408 | CT_OXFORD_AWOS
6409 | CT_NEW_HAVEN_TWEED_AIRPOR
6410 | CT_OXFORD_AWOS
6412 | CT_GROTON_NEW_LONDON_AP
6413 | CT_NEW_HAVEN_TWEED_AIRPOR
6414 | CT_HARTFORD_BRAINARD_FD
6417 | CT_GROTON_NEW_LONDON_AP
6418 | CT_BRIDGEPORT_SIKORSKY_ME
6419 | CT_NEW_HAVEN_TWEED_AIRPOR
6420 | CT_GROTON_NEW_LONDON_AP
6422 | CT_NEW_HAVEN_TWEED_AIRPOR
6423 | CT_HARTFORD_BRAINARD_FD
6426 | CT_GROTON_NEW_LONDON_AP
6430 | CT_BRIDGEPORT_SIKORSKY_ME
6437 | CT_NEW_HAVEN_TWEED_AIRPOR
6438 | CT_HARTFORD_BRAINARD_FD
6439 | CT_GROTON_NEW_LONDON_AP
6440 | CT_DANBURY_MUNICIPAL
6441 | CT_HARTFORD_BRAINARD_FD
6442 | CT_GROTON_NEW_LONDON_AP
6443 | CT_NEW_HAVEN_TWEED_AIRPOR
6444 | CT_OXFORD_AWOS
6447 | CT_HARTFORD_BRAINARD_FD
6460 | CT_BRIDGEPORT_SIKORSKY_ME
6467 | CT_OXFORD_AWOS
6468 | CT_BRIDGEPORT_SIKORSKY_ME
6469 | CT_HARTFORD_BRAINARD_FD
6470 | CT_DANBURY_MUNICIPAL
6471 | CT_NEW_HAVEN_TWEED_AIRPOR
6474 | CT_HARTFORD_BRAINARD_FD
6475 | CT_GROTON_NEW_LONDON_AP
6477 | CT_NEW_HAVEN_TWEED_AIRPOR
6478 | CT_OXFORD_AWOS
6480 | CT_HARTFORD_BRAINARD_FD
6482 | CT_OXFORD_AWOS
6484 | CT_BRIDGEPORT_SIKORSKY_ME
6487 | CT_OXFORD_AWOS
6489 | CT_HARTFORD_BRAINARD_FD
6490 | CT_BRIDGEPORT_SIKORSKY_ME
6491 | CT_OXFORD_AWOS
6492 | CT_NEW_HAVEN_TWEED_AIRPOR
6497 | CT_BRIDGEPORT_SIKORSKY_ME
6498 | CT_GROTON_NEW_LONDON_AP
6501 | CT_NEW_HAVEN_TWEED_AIRPOR
6524 | CT_OXFORD_AWOS
6525 | CT_NEW_HAVEN_TWEED_AIRPOR
6601 | CT_BRIDGEPORT_SIKORSKY_ME
6701 | CT_OXFORD_AWOS
6757 | NY_POUGHKEEPSIE_DUTCHESS
6758 | CT_OXFORD_AWOS
6776 | CT_DANBURY_MUNICIPAL
6777 | CT_OXFORD_AWOS
6784 | CT_DANBURY_MUNICIPAL
6785 | CT_OXFORD_AWOS
6801 | CT_DANBURY_MUNICIPAL
6807 | NY_WHITE_PLAINS_WESTCHEST
6810 | CT_DANBURY_MUNICIPAL
6820 | NY_WHITE_PLAINS_WESTCHEST
6829 | CT_DANBURY_MUNICIPAL
6830 | NY_WHITE_PLAINS_WESTCHEST
6851 | CT_BRIDGEPORT_SIKORSKY_ME
6853 | NY_WHITE_PLAINS_WESTCHEST
6855 | CT_BRIDGEPORT_SIKORSKY_ME
6870 | NY_WHITE_PLAINS_WESTCHEST
6875 | CT_DANBURY_MUNICIPAL
6878 | NY_WHITE_PLAINS_WESTCHEST
6879 | CT_DANBURY_MUNICIPAL
6880 | CT_BRIDGEPORT_SIKORSKY_ME
6896 | CT_DANBURY_MUNICIPAL
6901 | NY_WHITE_PLAINS_WESTCHEST
7001 | NJ_NEWARK_INTERNATIONAL_A
7004 | NJ_CALDWELL_ESSEX_CO
7008 | NJ_NEWARK_INTERNATIONAL_A
7009 | NJ_CALDWELL_ESSEX_CO
7010 | NY_NEW_YORK_CENTRAL_PRK_O
7011 | NJ_TETERBORO_AIRPORT
7016 | NJ_NEWARK_INTERNATIONAL_A
7020 | NY_NEW_YORK_CENTRAL_PRK_O
7021 | NJ_CALDWELL_ESSEX_CO
7022 | NY_NEW_YORK_CENTRAL_PRK_O
7023 | NJ_NEWARK_INTERNATIONAL_A
7024 | NY_NEW_YORK_CENTRAL_PRK_O
7026 | NJ_TETERBORO_AIRPORT
7027 | NJ_NEWARK_INTERNATIONAL_A
7030 | NY_NEW_YORK_CENTRAL_PRK_O
7031 | NJ_TETERBORO_AIRPORT
7032 | NJ_NEWARK_INTERNATIONAL_A
7034 | NJ_CALDWELL_ESSEX_CO
7036 | NJ_NEWARK_INTERNATIONAL_A
7039 | NJ_CALDWELL_ESSEX_CO
7040 | NJ_NEWARK_INTERNATIONAL_A
7042 | NJ_CALDWELL_ESSEX_CO
7047 | NY_NEW_YORK_CENTRAL_PRK_O
7050 | NJ_NEWARK_INTERNATIONAL_A
7054 | NJ_CALDWELL_ESSEX_CO
7055 | NJ_TETERBORO_AIRPORT
7058 | NJ_CALDWELL_ESSEX_CO
7059 | NJ_NEWARK_INTERNATIONAL_A
7068 | NJ_CALDWELL_ESSEX_CO
7070 | NJ_TETERBORO_AIRPORT
7076 | NJ_NEWARK_INTERNATIONAL_A
7082 | NJ_CALDWELL_ESSEX_CO
7083 | NJ_NEWARK_INTERNATIONAL_A
7087 | NY_NEW_YORK_CENTRAL_PRK_O
7088 | NJ_NEWARK_INTERNATIONAL_A
7093 | NY_NEW_YORK_CENTRAL_PRK_O
7094 | NJ_TETERBORO_AIRPORT
7095 | NJ_NEWARK_INTERNATIONAL_A
7096 | NJ_TETERBORO_AIRPORT
7097 | NJ_NEWARK_INTERNATIONAL_A
7110 | NJ_TETERBORO_AIRPORT
7111 | NJ_NEWARK_INTERNATIONAL_A
7302 | NY_NEW_YORK_CENTRAL_PRK_O
7303 | NJ_NEWARK_INTERNATIONAL_A
7307 | NY_NEW_YORK_CENTRAL_PRK_O
7308 | NJ_NEWARK_INTERNATIONAL_A
7310 | NY_NEW_YORK_CENTRAL_PRK_O
7399 | NJ_NEWARK_INTERNATIONAL_A
7401 | NJ_TETERBORO_AIRPORT
7403 | NJ_CALDWELL_ESSEX_CO
7407 | NJ_TETERBORO_AIRPORT
7416 | NJ_CALDWELL_ESSEX_CO
7423 | NJ_TETERBORO_AIRPORT
7424 | NJ_CALDWELL_ESSEX_CO
7450 | NJ_TETERBORO_AIRPORT
7456 | NJ_CALDWELL_ESSEX_CO
7458 | NJ_TETERBORO_AIRPORT
7460 | NJ_CALDWELL_ESSEX_CO
7463 | NJ_TETERBORO_AIRPORT
7465 | NJ_CALDWELL_ESSEX_CO
7503 | NJ_TETERBORO_AIRPORT
7505 | NJ_CALDWELL_ESSEX_CO
7513 | NJ_TETERBORO_AIRPORT
7522 | NJ_CALDWELL_ESSEX_CO
7601 | NJ_TETERBORO_AIRPORT
7701 | NJ_BELMAR_ASC
7721 | NJ_NEWARK_INTERNATIONAL_A
7722 | NJ_BELMAR_ASC
7801 | NJ_CALDWELL_ESSEX_CO
7823 | PA_ALLENTOWN_LEHIGH_VALLE
7826 | NJ_CALDWELL_ESSEX_CO
7827 | NY_MONTICELLOAWOS
7828 | NJ_CALDWELL_ESSEX_CO
7829 | PA_ALLENTOWN_LEHIGH_VALLE
7830 | NJ_TRENTON_MERCER_COUNTY
7831 | PA_ALLENTOWN_LEHIGH_VALLE
7834 | NJ_CALDWELL_ESSEX_CO
7838 | PA_ALLENTOWN_LEHIGH_VALLE
7839 | NJ_CALDWELL_ESSEX_CO
7844 | PA_ALLENTOWN_LEHIGH_VALLE
7845 | NJ_CALDWELL_ESSEX_CO
7863 | PA_ALLENTOWN_LEHIGH_VALLE
7866 | NJ_CALDWELL_ESSEX_CO
7882 | PA_ALLENTOWN_LEHIGH_VALLE
7885 | NJ_CALDWELL_ESSEX_CO
7901 | NJ_NEWARK_INTERNATIONAL_A
7920 | NJ_CALDWELL_ESSEX_CO
7922 | NJ_NEWARK_INTERNATIONAL_A
7924 | NJ_CALDWELL_ESSEX_CO
7928 | NJ_NEWARK_INTERNATIONAL_A
7930 | NJ_CALDWELL_ESSEX_CO
7933 | NJ_NEWARK_INTERNATIONAL_A
7934 | NJ_CALDWELL_ESSEX_CO
7938 | NJ_NEWARK_INTERNATIONAL_A
7939 | NJ_CALDWELL_ESSEX_CO
7946 | NJ_NEWARK_INTERNATIONAL_A
7950 | NJ_CALDWELL_ESSEX_CO
7974 | NJ_NEWARK_INTERNATIONAL_A
7976 | NJ_CALDWELL_ESSEX_CO
7978 | NJ_NEWARK_INTERNATIONAL_A
7979 | NJ_CALDWELL_ESSEX_CO
7980 | NJ_NEWARK_INTERNATIONAL_A
7981 | NJ_CALDWELL_ESSEX_CO
7999 | NJ_NEWARK_INTERNATIONAL_A
8001 | DE_WILMINGTON_NEW_CASTLE
8002 | PA_PHILADELPHIA_NE_PHILAD
8003 | PA_PHILADELPHIA_INTERNATI
8005 | NJ_MCGUIRE_AFB
8006 | NJ_BELMAR_ASC
8007 | PA_PHILADELPHIA_INTERNATI
8008 | NJ_ATLANTIC_CITY_INTL_AP
8009 | PA_PHILADELPHIA_INTERNATI
8010 | PA_PHILADELPHIA_NE_PHILAD
8011 | NJ_MCGUIRE_AFB
8012 | PA_PHILADELPHIA_INTERNATI
8015 | NJ_MCGUIRE_AFB
8016 | PA_PHILADELPHIA_NE_PHILAD
8018 | PA_PHILADELPHIA_INTERNATI
8019 | NJ_MCGUIRE_AFB
8020 | PA_PHILADELPHIA_INTERNATI
8022 | NJ_MCGUIRE_AFB
8023 | DE_WILMINGTON_NEW_CASTLE
8025 | PA_PHILADELPHIA_INTERNATI
8034 | PA_PHILADELPHIA_NE_PHILAD
8035 | PA_PHILADELPHIA_INTERNATI
8036 | PA_PHILADELPHIA_NE_PHILAD
8037 | NJ_ATLANTIC_CITY_INTL_AP
8038 | DE_WILMINGTON_NEW_CASTLE
8039 | PA_PHILADELPHIA_INTERNATI
8041 | NJ_MCGUIRE_AFB
8043 | PA_PHILADELPHIA_INTERNATI
8046 | PA_PHILADELPHIA_NE_PHILAD
8048 | NJ_MCGUIRE_AFB
8049 | PA_PHILADELPHIA_INTERNATI
8050 | NJ_ATLANTIC_CITY_INTL_AP
8051 | PA_PHILADELPHIA_INTERNATI
8052 | PA_PHILADELPHIA_NE_PHILAD
8055 | NJ_MCGUIRE_AFB
8056 | PA_PHILADELPHIA_INTERNATI
8057 | PA_PHILADELPHIA_NE_PHILAD
8059 | PA_PHILADELPHIA_INTERNATI
8060 | NJ_MCGUIRE_AFB
8061 | PA_PHILADELPHIA_INTERNATI
8064 | NJ_MCGUIRE_AFB
8065 | PA_PHILADELPHIA_NE_PHILAD
8066 | PA_PHILADELPHIA_INTERNATI
8068 | NJ_MCGUIRE_AFB
8069 | DE_WILMINGTON_NEW_CASTLE
8071 | PA_PHILADELPHIA_INTERNATI
8072 | DE_WILMINGTON_NEW_CASTLE
8073 | PA_PHILADELPHIA_NE_PHILAD
8074 | PA_PHILADELPHIA_INTERNATI
8075 | PA_PHILADELPHIA_NE_PHILAD
8078 | PA_PHILADELPHIA_INTERNATI
8079 | DE_WILMINGTON_NEW_CASTLE
8080 | PA_PHILADELPHIA_INTERNATI
8087 | NJ_ATLANTIC_CITY_INTL_AP
8088 | NJ_MCGUIRE_AFB
8089 | PA_PHILADELPHIA_INTERNATI
8092 | NJ_ATLANTIC_CITY_INTL_AP
8093 | PA_PHILADELPHIA_INTERNATI
8095 | NJ_ATLANTIC_CITY_INTL_AP
8096 | PA_PHILADELPHIA_INTERNATI
8098 | DE_WILMINGTON_NEW_CASTLE
8099 | PA_PHILADELPHIA_INTERNATI
8109 | PA_PHILADELPHIA_NE_PHILAD
8201 | NJ_ATLANTIC_CITY_INTL_AP
8202 | NJ_CAPE_MAY_CO
8203 | NJ_ATLANTIC_CITY_INTL_AP
8204 | NJ_CAPE_MAY_CO
8213 | NJ_ATLANTIC_CITY_INTL_AP
8214 | NJ_CAPE_MAY_CO
8215 | NJ_ATLANTIC_CITY_INTL_AP
8218 | NJ_CAPE_MAY_CO
8220 | NJ_ATLANTIC_CITY_INTL_AP
8230 | NJ_CAPE_MAY_CO
8231 | NJ_ATLANTIC_CITY_INTL_AP
8242 | NJ_CAPE_MAY_CO
8244 | NJ_ATLANTIC_CITY_INTL_AP
8245 | NJ_CAPE_MAY_CO
8248 | NJ_ATLANTIC_CITY_INTL_AP
8251 | NJ_CAPE_MAY_CO
8302 | NJ_MILLVILLE_MUNICIPAL_AP
8312 | PA_PHILADELPHIA_INTERNATI
8313 | NJ_MILLVILLE_MUNICIPAL_AP
8317 | NJ_ATLANTIC_CITY_INTL_AP
8318 | DE_WILMINGTON_NEW_CASTLE
8319 | NJ_ATLANTIC_CITY_INTL_AP
8320 | NJ_MILLVILLE_MUNICIPAL_AP
8322 | PA_PHILADELPHIA_INTERNATI
8323 | NJ_MILLVILLE_MUNICIPAL_AP
8326 | NJ_ATLANTIC_CITY_INTL_AP
8327 | NJ_MILLVILLE_MUNICIPAL_AP
8330 | NJ_ATLANTIC_CITY_INTL_AP
8332 | NJ_MILLVILLE_MUNICIPAL_AP
8341 | NJ_ATLANTIC_CITY_INTL_AP
8343 | PA_PHILADELPHIA_INTERNATI
8344 | NJ_MILLVILLE_MUNICIPAL_AP
8346 | NJ_ATLANTIC_CITY_INTL_AP
8347 | NJ_MILLVILLE_MUNICIPAL_AP
8370 | PA_PHILADELPHIA_NE_PHILAD
8401 | NJ_ATLANTIC_CITY_INTL_AP
8501 | NJ_MCGUIRE_AFB
8502 | NJ_TRENTON_MERCER_COUNTY
8505 | NJ_MCGUIRE_AFB
8512 | NJ_TRENTON_MERCER_COUNTY
8514 | NJ_BELMAR_ASC
8515 | NJ_MCGUIRE_AFB
8518 | PA_PHILADELPHIA_NE_PHILAD
8520 | NJ_TRENTON_MERCER_COUNTY
8526 | NJ_MCGUIRE_AFB
8527 | NJ_BELMAR_ASC
8528 | NJ_TRENTON_MERCER_COUNTY
8533 | NJ_MCGUIRE_AFB
8534 | NJ_TRENTON_MERCER_COUNTY
8535 | NJ_BELMAR_ASC
8536 | NJ_TRENTON_MERCER_COUNTY
8554 | NJ_MCGUIRE_AFB
8556 | NJ_TRENTON_MERCER_COUNTY
8562 | NJ_MCGUIRE_AFB
8570 | NJ_TRENTON_MERCER_COUNTY
8640 | NJ_MCGUIRE_AFB
8645 | NJ_TRENTON_MERCER_COUNTY
8701 | NJ_BELMAR_ASC
8731 | NJ_MCGUIRE_AFB
8732 | NJ_BELMAR_ASC
8734 | NJ_MCGUIRE_AFB
8735 | NJ_BELMAR_ASC
8758 | NJ_MCGUIRE_AFB
8801 | NJ_TRENTON_MERCER_COUNTY
8802 | PA_ALLENTOWN_LEHIGH_VALLE
8803 | NJ_TRENTON_MERCER_COUNTY
8804 | PA_ALLENTOWN_LEHIGH_VALLE
8805 | NJ_NEWARK_INTERNATIONAL_A
8807 | NJ_TRENTON_MERCER_COUNTY
8808 | PA_ALLENTOWN_LEHIGH_VALLE
8809 | NJ_TRENTON_MERCER_COUNTY
8812 | NJ_NEWARK_INTERNATIONAL_A
8821 | NJ_TRENTON_MERCER_COUNTY
8826 | PA_ALLENTOWN_LEHIGH_VALLE
8828 | NJ_TRENTON_MERCER_COUNTY
8830 | NJ_NEWARK_INTERNATIONAL_A
8831 | NJ_TRENTON_MERCER_COUNTY
8832 | NJ_NEWARK_INTERNATIONAL_A
8833 | NJ_TRENTON_MERCER_COUNTY
8834 | PA_ALLENTOWN_LEHIGH_VALLE
8835 | NJ_TRENTON_MERCER_COUNTY
8836 | NJ_NEWARK_INTERNATIONAL_A
8848 | PA_ALLENTOWN_LEHIGH_VALLE
8850 | NJ_NEWARK_INTERNATIONAL_A
8852 | NJ_TRENTON_MERCER_COUNTY
8854 | NJ_NEWARK_INTERNATIONAL_A
8857 | NJ_BELMAR_ASC
8858 | NJ_TRENTON_MERCER_COUNTY
8859 | NJ_NEWARK_INTERNATIONAL_A
8865 | PA_ALLENTOWN_LEHIGH_VALLE
8867 | NJ_TRENTON_MERCER_COUNTY
8871 | NJ_NEWARK_INTERNATIONAL_A
8875 | NJ_TRENTON_MERCER_COUNTY
8877 | NJ_NEWARK_INTERNATIONAL_A
8884 | NJ_BELMAR_ASC
8885 | NJ_TRENTON_MERCER_COUNTY
8886 | PA_ALLENTOWN_LEHIGH_VALLE
8887 | NJ_TRENTON_MERCER_COUNTY
8899 | NJ_NEWARK_INTERNATIONAL_A
8902 | NJ_TRENTON_MERCER_COUNTY
8903 | NJ_NEWARK_INTERNATIONAL_A
10001 | NY_NEW_YORK_CENTRAL_PRK_O
10034 | NY_NEW_YORK_LAGUARDIA_ARP
10035 | NY_NEW_YORK_CENTRAL_PRK_O
10069 | NY_NEW_YORK_J_F_KENNEDY_I
10072 | NY_NEW_YORK_CENTRAL_PRK_O
10301 | NJ_NEWARK_INTERNATIONAL_A
10451 | NY_NEW_YORK_LAGUARDIA_ARP
10501 | CT_DANBURY_MUNICIPAL
10502 | NY_WHITE_PLAINS_WESTCHEST
10505 | CT_DANBURY_MUNICIPAL
10506 | NY_WHITE_PLAINS_WESTCHEST
10509 | CT_DANBURY_MUNICIPAL
10510 | NY_WHITE_PLAINS_WESTCHEST
10512 | CT_DANBURY_MUNICIPAL
10514 | NY_WHITE_PLAINS_WESTCHEST
10516 | NY_STEWART_FIELD
10517 | NY_WHITE_PLAINS_WESTCHEST
10518 | CT_DANBURY_MUNICIPAL
10520 | NY_WHITE_PLAINS_WESTCHEST
10524 | NY_STEWART_FIELD
10526 | CT_DANBURY_MUNICIPAL
10528 | NY_WHITE_PLAINS_WESTCHEST
10535 | CT_DANBURY_MUNICIPAL
10537 | NY_STEWART_FIELD
10538 | NY_WHITE_PLAINS_WESTCHEST
10540 | CT_DANBURY_MUNICIPAL
10543 | NY_WHITE_PLAINS_WESTCHEST
10547 | NY_STEWART_FIELD
10548 | NY_WHITE_PLAINS_WESTCHEST
10550 | NY_NEW_YORK_LAGUARDIA_ARP
10560 | CT_DANBURY_MUNICIPAL
10562 | NY_WHITE_PLAINS_WESTCHEST
10578 | CT_DANBURY_MUNICIPAL
10579 | NY_STEWART_FIELD
10580 | NY_WHITE_PLAINS_WESTCHEST
10587 | CT_DANBURY_MUNICIPAL
10588 | NY_STEWART_FIELD
10589 | CT_DANBURY_MUNICIPAL
10591 | NY_WHITE_PLAINS_WESTCHEST
10597 | CT_DANBURY_MUNICIPAL
10598 | NY_WHITE_PLAINS_WESTCHEST
10701 | NY_NEW_YORK_LAGUARDIA_ARP
10703 | NY_WHITE_PLAINS_WESTCHEST
10704 | NY_NEW_YORK_LAGUARDIA_ARP
10706 | NY_WHITE_PLAINS_WESTCHEST
10801 | NY_NEW_YORK_LAGUARDIA_ARP
10804 | NY_WHITE_PLAINS_WESTCHEST
10805 | NY_NEW_YORK_LAGUARDIA_ARP
10901 | NJ_CALDWELL_ESSEX_CO
10910 | NY_STEWART_FIELD
10913 | NY_WHITE_PLAINS_WESTCHEST
10914 | NY_STEWART_FIELD
10920 | NY_WHITE_PLAINS_WESTCHEST
10921 | NY_STEWART_FIELD
10923 | NY_WHITE_PLAINS_WESTCHEST
10924 | NY_STEWART_FIELD
10927 | NY_WHITE_PLAINS_WESTCHEST
10928 | NY_STEWART_FIELD
10931 | NJ_CALDWELL_ESSEX_CO
10932 | NY_STEWART_FIELD
10951 | NJ_TETERBORO_AIRPORT
10953 | NY_STEWART_FIELD
10954 | NY_WHITE_PLAINS_WESTCHEST
10958 | NY_STEWART_FIELD
10960 | NY_WHITE_PLAINS_WESTCHEST
10963 | NY_MONTICELLOAWOS
10964 | NY_WHITE_PLAINS_WESTCHEST
10965 | NJ_TETERBORO_AIRPORT
10968 | NY_WHITE_PLAINS_WESTCHEST
10969 | NY_STEWART_FIELD
10970 | NY_WHITE_PLAINS_WESTCHEST
10973 | NY_STEWART_FIELD
10974 | NJ_CALDWELL_ESSEX_CO
10975 | NY_STEWART_FIELD
10976 | NY_WHITE_PLAINS_WESTCHEST
10979 | NJ_CALDWELL_ESSEX_CO
10980 | NY_WHITE_PLAINS_WESTCHEST
10981 | NY_STEWART_FIELD
10982 | NJ_TETERBORO_AIRPORT
10983 | NY_WHITE_PLAINS_WESTCHEST
10985 | NY_STEWART_FIELD
10989 | NY_WHITE_PLAINS_WESTCHEST
10990 | NY_STEWART_FIELD
10993 | NY_WHITE_PLAINS_WESTCHEST
10996 | NY_STEWART_FIELD
11001 | NY_NEW_YORK_J_F_KENNEDY_I
11020 | NY_NEW_YORK_LAGUARDIA_ARP
11040 | NY_NEW_YORK_J_F_KENNEDY_I
11050 | NY_NEW_YORK_LAGUARDIA_ARP
11096 | NY_NEW_YORK_J_F_KENNEDY_I
11101 | NY_NEW_YORK_CENTRAL_PRK_O
11103 | NY_NEW_YORK_LAGUARDIA_ARP
11106 | NY_NEW_YORK_CENTRAL_PRK_O
11203 | NY_NEW_YORK_J_F_KENNEDY_I
11205 | NY_NEW_YORK_CENTRAL_PRK_O
11207 | NY_NEW_YORK_J_F_KENNEDY_I
11209 | NJ_NEWARK_INTERNATIONAL_A
11210 | NY_NEW_YORK_J_F_KENNEDY_I
11211 | NY_NEW_YORK_CENTRAL_PRK_O
11212 | NY_NEW_YORK_J_F_KENNEDY_I
11215 | NY_NEW_YORK_CENTRAL_PRK_O
11218 | NY_NEW_YORK_J_F_KENNEDY_I
11220 | NY_NEW_YORK_CENTRAL_PRK_O
11223 | NY_NEW_YORK_J_F_KENNEDY_I
11228 | NJ_NEWARK_INTERNATIONAL_A
11229 | NY_NEW_YORK_J_F_KENNEDY_I
11231 | NY_NEW_YORK_CENTRAL_PRK_O
11233 | NY_NEW_YORK_J_F_KENNEDY_I
11237 | NY_NEW_YORK_LAGUARDIA_ARP
11238 | NY_NEW_YORK_CENTRAL_PRK_O
11239 | NY_NEW_YORK_J_F_KENNEDY_I
11240 | NY_NEW_YORK_CENTRAL_PRK_O
11247 | NY_NEW_YORK_LAGUARDIA_ARP
11248 | NY_NEW_YORK_CENTRAL_PRK_O
11252 | NJ_NEWARK_INTERNATIONAL_A
11254 | NY_NEW_YORK_CENTRAL_PRK_O
11351 | NY_NEW_YORK_LAGUARDIA_ARP
11366 | NY_NEW_YORK_J_F_KENNEDY_I
11367 | NY_NEW_YORK_LAGUARDIA_ARP
11402 | NY_NEW_YORK_J_F_KENNEDY_I
11514 | NY_REPUBLIC
11516 | NY_NEW_YORK_J_F_KENNEDY_I
11520 | NY_REPUBLIC
11530 | NY_NEW_YORK_J_F_KENNEDY_I
11542 | NY_NEW_YORK_LAGUARDIA_ARP
11545 | NY_REPUBLIC
11547 | NY_NEW_YORK_LAGUARDIA_ARP
11548 | NY_REPUBLIC
11549 | NY_NEW_YORK_J_F_KENNEDY_I
11553 | NY_REPUBLIC
11557 | NY_NEW_YORK_J_F_KENNEDY_I
11560 | NY_WHITE_PLAINS_WESTCHEST
11561 | NY_NEW_YORK_J_F_KENNEDY_I
11566 | NY_REPUBLIC
11569 | NY_NEW_YORK_J_F_KENNEDY_I
11575 | NY_REPUBLIC
11576 | NY_NEW_YORK_LAGUARDIA_ARP
11577 | NY_REPUBLIC
11579 | NY_NEW_YORK_LAGUARDIA_ARP
11580 | NY_NEW_YORK_J_F_KENNEDY_I
11588 | NY_REPUBLIC
11592 | NY_NEW_YORK_J_F_KENNEDY_I
11593 | NY_REPUBLIC
11596 | NY_NEW_YORK_J_F_KENNEDY_I
11597 | NY_REPUBLIC
11598 | NY_NEW_YORK_J_F_KENNEDY_I
11599 | NY_REPUBLIC
11690 | NY_NEW_YORK_J_F_KENNEDY_I
11701 | NY_REPUBLIC
11705 | NY_ISLIP_LONG_ISL_MACARTH
11706 | NY_REPUBLIC
11709 | NY_WHITE_PLAINS_WESTCHEST
11710 | NY_REPUBLIC
11713 | NY_ISLIP_LONG_ISL_MACARTH
11714 | NY_REPUBLIC
11715 | NY_ISLIP_LONG_ISL_MACARTH
11718 | NY_REPUBLIC
11719 | NY_ISLIP_LONG_ISL_MACARTH
11721 | NY_REPUBLIC
11722 | NY_ISLIP_LONG_ISL_MACARTH
11724 | NY_REPUBLIC
11725 | NY_ISLIP_LONG_ISL_MACARTH
11726 | NY_REPUBLIC
11727 | NY_ISLIP_LONG_ISL_MACARTH
11729 | NY_REPUBLIC
11730 | NY_ISLIP_LONG_ISL_MACARTH
11731 | NY_REPUBLIC
11733 | NY_ISLIP_LONG_ISL_MACARTH
11735 | NY_REPUBLIC
11738 | NY_ISLIP_LONG_ISL_MACARTH
11740 | NY_REPUBLIC
11741 | NY_ISLIP_LONG_ISL_MACARTH
11743 | NY_REPUBLIC
11745 | NY_ISLIP_LONG_ISL_MACARTH
11746 | NY_REPUBLIC
11749 | NY_ISLIP_LONG_ISL_MACARTH
11750 | NY_REPUBLIC
11751 | NY_ISLIP_LONG_ISL_MACARTH
11753 | NY_REPUBLIC
11754 | NY_ISLIP_LONG_ISL_MACARTH
11756 | NY_REPUBLIC
11760 | NY_ISLIP_LONG_ISL_MACARTH
11762 | NY_REPUBLIC
11763 | NY_ISLIP_LONG_ISL_MACARTH
11765 | NY_REPUBLIC
11766 | NY_ISLIP_LONG_ISL_MACARTH
11768 | NY_REPUBLIC
11769 | NY_ISLIP_LONG_ISL_MACARTH
11771 | NY_REPUBLIC
11772 | NY_ISLIP_LONG_ISL_MACARTH
11773 | NY_REPUBLIC
11776 | NY_ISLIP_LONG_ISL_MACARTH
11783 | NY_REPUBLIC
11784 | NY_ISLIP_LONG_ISL_MACARTH
11786 | NY_WESTHAMPTON_GABRESKI_A
11787 | NY_ISLIP_LONG_ISL_MACARTH
11791 | NY_REPUBLIC
11792 | NY_WESTHAMPTON_GABRESKI_A
11793 | NY_REPUBLIC
11794 | NY_ISLIP_LONG_ISL_MACARTH
11795 | NY_REPUBLIC
11796 | NY_ISLIP_LONG_ISL_MACARTH
11797 | NY_REPUBLIC
11901 | NY_WESTHAMPTON_GABRESKI_A
11930 | CT_GROTON_NEW_LONDON_AP
11931 | NY_WESTHAMPTON_GABRESKI_A
11937 | CT_GROTON_NEW_LONDON_AP
11940 | NY_WESTHAMPTON_GABRESKI_A
11953 | NY_ISLIP_LONG_ISL_MACARTH
11954 | RI_BLOCK_ISLAND_STATE_ARP
11955 | NY_WESTHAMPTON_GABRESKI_A
11957 | CT_GROTON_NEW_LONDON_AP
11958 | NY_WESTHAMPTON_GABRESKI_A
11967 | NY_ISLIP_LONG_ISL_MACARTH
11968 | NY_WESTHAMPTON_GABRESKI_A
11973 | NY_ISLIP_LONG_ISL_MACARTH
11975 | NY_WESTHAMPTON_GABRESKI_A
11980 | NY_ISLIP_LONG_ISL_MACARTH
12007 | NY_ALBANY_COUNTY_AP
12017 | MA_NORTH_ADAMS
12018 | NY_ALBANY_COUNTY_AP
12022 | MA_NORTH_ADAMS
12023 | NY_ALBANY_COUNTY_AP
12024 | MA_NORTH_ADAMS
12025 | NY_ALBANY_COUNTY_AP
12028 | MA_NORTH_ADAMS
12031 | NY_ALBANY_COUNTY_AP
12032 | NY_UTICA_ONEIDA_COUNTY_AP
12033 | NY_ALBANY_COUNTY_AP
12040 | MA_NORTH_ADAMS
12041 | NY_ALBANY_COUNTY_AP
12057 | MA_NORTH_ADAMS
12058 | NY_ALBANY_COUNTY_AP
12062 | MA_NORTH_ADAMS
12063 | NY_ALBANY_COUNTY_AP
12082 | MA_NORTH_ADAMS
12083 | NY_ALBANY_COUNTY_AP
12089 | MA_NORTH_ADAMS
12092 | NY_ALBANY_COUNTY_AP
12108 | NY_GLENS_FALLS_AP
12110 | NY_ALBANY_COUNTY_AP
12116 | NY_UTICA_ONEIDA_COUNTY_AP
12117 | NY_ALBANY_COUNTY_AP
12125 | MA_NORTH_ADAMS
12128 | NY_ALBANY_COUNTY_AP
12133 | MA_NORTH_ADAMS
12134 | NY_GLENS_FALLS_AP
12136 | NY_ALBANY_COUNTY_AP
12138 | MA_NORTH_ADAMS
12139 | NY_UTICA_ONEIDA_COUNTY_AP
12140 | NY_ALBANY_COUNTY_AP
12155 | NY_UTICA_ONEIDA_COUNTY_AP
12156 | NY_ALBANY_COUNTY_AP
12164 | NY_GLENS_FALLS_AP
12165 | NY_ALBANY_COUNTY_AP
12168 | MA_NORTH_ADAMS
12170 | NY_ALBANY_COUNTY_AP
12190 | NY_GLENS_FALLS_AP
12192 | NY_ALBANY_COUNTY_AP
12195 | MA_NORTH_ADAMS
12196 | NY_ALBANY_COUNTY_AP
12401 | NY_POUGHKEEPSIE_DUTCHESS
12405 | NY_ALBANY_COUNTY_AP
12406 | NY_MONTICELLOAWOS
12407 | NY_ALBANY_COUNTY_AP
12409 | NY_POUGHKEEPSIE_DUTCHESS
12410 | NY_MONTICELLOAWOS
12411 | NY_POUGHKEEPSIE_DUTCHESS
12413 | NY_ALBANY_COUNTY_AP
12416 | NY_POUGHKEEPSIE_DUTCHESS
12418 | NY_ALBANY_COUNTY_AP
12419 | NY_POUGHKEEPSIE_DUTCHESS
12420 | NY_STEWART_FIELD
12421 | NY_MONTICELLOAWOS
12422 | NY_ALBANY_COUNTY_AP
12427 | NY_POUGHKEEPSIE_DUTCHESS
12428 | NY_MONTICELLOAWOS
12429 | NY_POUGHKEEPSIE_DUTCHESS
12430 | NY_MONTICELLOAWOS
12431 | NY_ALBANY_COUNTY_AP
12432 | NY_POUGHKEEPSIE_DUTCHESS
12434 | NY_ALBANY_COUNTY_AP
12435 | NY_MONTICELLOAWOS
12436 | NY_POUGHKEEPSIE_DUTCHESS
12438 | NY_MONTICELLOAWOS
12439 | NY_ALBANY_COUNTY_AP
12440 | NY_POUGHKEEPSIE_DUTCHESS
12441 | NY_MONTICELLOAWOS
12442 | NY_POUGHKEEPSIE_DUTCHESS
12444 | NY_ALBANY_COUNTY_AP
12446 | NY_STEWART_FIELD
12448 | NY_POUGHKEEPSIE_DUTCHESS
12451 | NY_ALBANY_COUNTY_AP
12452 | NY_MONTICELLOAWOS
12453 | NY_POUGHKEEPSIE_DUTCHESS
12454 | NY_ALBANY_COUNTY_AP
12455 | NY_MONTICELLOAWOS
12456 | NY_POUGHKEEPSIE_DUTCHESS
12458 | NY_STEWART_FIELD
12459 | NY_MONTICELLOAWOS
12460 | NY_ALBANY_COUNTY_AP
12461 | NY_POUGHKEEPSIE_DUTCHESS
12464 | NY_MONTICELLOAWOS
12466 | NY_POUGHKEEPSIE_DUTCHESS
12468 | NY_ALBANY_COUNTY_AP
12471 | NY_POUGHKEEPSIE_DUTCHESS
12473 | NY_ALBANY_COUNTY_AP
12474 | NY_MONTICELLOAWOS
12475 | NY_POUGHKEEPSIE_DUTCHESS
12480 | NY_MONTICELLOAWOS
12481 | NY_POUGHKEEPSIE_DUTCHESS
12482 | NY_ALBANY_COUNTY_AP
12483 | NY_MONTICELLOAWOS
12484 | NY_POUGHKEEPSIE_DUTCHESS
12489 | NY_STEWART_FIELD
12490 | NY_POUGHKEEPSIE_DUTCHESS
12492 | NY_MONTICELLOAWOS
12493 | NY_POUGHKEEPSIE_DUTCHESS
12496 | NY_ALBANY_COUNTY_AP
12498 | NY_POUGHKEEPSIE_DUTCHESS
12508 | NY_STEWART_FIELD
12510 | NY_POUGHKEEPSIE_DUTCHESS
12513 | NY_ALBANY_COUNTY_AP
12514 | NY_POUGHKEEPSIE_DUTCHESS
12518 | NY_STEWART_FIELD
12521 | NY_POUGHKEEPSIE_DUTCHESS
12525 | NY_STEWART_FIELD
12526 | NY_POUGHKEEPSIE_DUTCHESS
12529 | MA_NORTH_ADAMS
12530 | NY_ALBANY_COUNTY_AP
12531 | CT_DANBURY_MUNICIPAL
12533 | NY_POUGHKEEPSIE_DUTCHESS
12534 | NY_ALBANY_COUNTY_AP
12537 | NY_POUGHKEEPSIE_DUTCHESS
12543 | NY_STEWART_FIELD
12544 | NY_ALBANY_COUNTY_AP
12545 | NY_POUGHKEEPSIE_DUTCHESS
12548 | NY_STEWART_FIELD
12561 | NY_POUGHKEEPSIE_DUTCHESS
12563 | CT_DANBURY_MUNICIPAL
12565 | NY_ALBANY_COUNTY_AP
12566 | NY_STEWART_FIELD
12567 | NY_POUGHKEEPSIE_DUTCHESS
12568 | NY_STEWART_FIELD
12569 | NY_POUGHKEEPSIE_DUTCHESS
12575 | NY_STEWART_FIELD
12578 | NY_POUGHKEEPSIE_DUTCHESS
12584 | NY_STEWART_FIELD
12585 | NY_POUGHKEEPSIE_DUTCHESS
12586 | NY_STEWART_FIELD
12590 | NY_POUGHKEEPSIE_DUTCHESS
12701 | NY_MONTICELLOAWOS
12721 | NY_STEWART_FIELD
12723 | NY_MONTICELLOAWOS
12801 | NY_GLENS_FALLS_AP
12812 | NY_ADIRONDACK_RGNL
12814 | NY_GLENS_FALLS_AP
12816 | MA_NORTH_ADAMS
12817 | NY_GLENS_FALLS_AP
12832 | VT_RUTLAND_STATE
12833 | NY_GLENS_FALLS_AP
12837 | VT_RUTLAND_STATE
12838 | NY_GLENS_FALLS_AP
12847 | NY_ADIRONDACK_RGNL
12848 | NY_GLENS_FALLS_AP
12852 | NY_ADIRONDACK_RGNL
12853 | NY_GLENS_FALLS_AP
12855 | NY_ADIRONDACK_RGNL
12856 | NY_GLENS_FALLS_AP
12861 | VT_RUTLAND_STATE
12862 | NY_GLENS_FALLS_AP
12863 | NY_ALBANY_COUNTY_AP
12864 | NY_GLENS_FALLS_AP
12870 | NY_ADIRONDACK_RGNL
12871 | NY_GLENS_FALLS_AP
12879 | NY_ADIRONDACK_RGNL
12883 | VT_RUTLAND_STATE
12884 | NY_GLENS_FALLS_AP
12901 | VT_BURLINGTON_INTERNATION
12912 | NY_ADIRONDACK_RGNL
12914 | NY_MASSENA_AP
12915 | NY_ADIRONDACK_RGNL
12916 | NY_MASSENA_AP
12918 | VT_BURLINGTON_INTERNATION
12920 | NY_MASSENA_AP
12921 | VT_BURLINGTON_INTERNATION
12922 | NY_ADIRONDACK_RGNL
12924 | VT_BURLINGTON_INTERNATION
12926 | NY_MASSENA_AP
12927 | NY_ADIRONDACK_RGNL
12928 | VT_BURLINGTON_INTERNATION
12929 | NY_ADIRONDACK_RGNL
12930 | NY_MASSENA_AP
12932 | VT_BURLINGTON_INTERNATION
12933 | NY_ADIRONDACK_RGNL
12936 | VT_BURLINGTON_INTERNATION
12937 | NY_MASSENA_AP
12939 | NY_ADIRONDACK_RGNL
12944 | VT_BURLINGTON_INTERNATION
12945 | NY_ADIRONDACK_RGNL
12949 | NY_MASSENA_AP
12950 | VT_BURLINGTON_INTERNATION
12952 | NY_ADIRONDACK_RGNL
12953 | NY_MASSENA_AP
12955 | NY_ADIRONDACK_RGNL
12956 | VT_BURLINGTON_INTERNATION
12957 | NY_MASSENA_AP
12958 | VT_BURLINGTON_INTERNATION
12965 | NY_MASSENA_AP
12969 | NY_ADIRONDACK_RGNL
12972 | VT_BURLINGTON_INTERNATION
12973 | NY_ADIRONDACK_RGNL
12974 | VT_BURLINGTON_INTERNATION
12976 | NY_ADIRONDACK_RGNL
12979 | VT_BURLINGTON_INTERNATION
12980 | NY_MASSENA_AP
12981 | NY_ADIRONDACK_RGNL
12985 | VT_BURLINGTON_INTERNATION
12986 | NY_ADIRONDACK_RGNL
12992 | VT_BURLINGTON_INTERNATION
12995 | NY_ADIRONDACK_RGNL
12996 | VT_BURLINGTON_INTERNATION
12997 | NY_ADIRONDACK_RGNL
12998 | VT_BURLINGTON_INTERNATION
13020 | NY_SYRACUSE_HANCOCK_INT'L
13040 | NY_BINGHAMTON_EDWIN_A_LIN
13041 | NY_SYRACUSE_HANCOCK_INT'L
13045 | NY_BINGHAMTON_EDWIN_A_LIN
13051 | NY_SYRACUSE_HANCOCK_INT'L
13053 | NY_BINGHAMTON_EDWIN_A_LIN
13054 | NY_UTICA_ONEIDA_COUNTY_AP
13056 | NY_SYRACUSE_HANCOCK_INT'L
13062 | NY_BINGHAMTON_EDWIN_A_LIN
13063 | NY_SYRACUSE_HANCOCK_INT'L
13068 | NY_BINGHAMTON_EDWIN_A_LIN
13069 | NY_SYRACUSE_HANCOCK_INT'L
13073 | NY_BINGHAMTON_EDWIN_A_LIN
13074 | NY_SYRACUSE_HANCOCK_INT'L
13081 | NY_ELMIRA_CORNING_REGIONA
13082 | NY_SYRACUSE_HANCOCK_INT'L
13083 | NY_WATERTOWN_AP
13084 | NY_SYRACUSE_HANCOCK_INT'L
13101 | NY_BINGHAMTON_EDWIN_A_LIN
13103 | NY_SYRACUSE_HANCOCK_INT'L
13123 | NY_UTICA_ONEIDA_COUNTY_AP
13124 | NY_BINGHAMTON_EDWIN_A_LIN
13126 | NY_SYRACUSE_HANCOCK_INT'L
13134 | NY_UTICA_ONEIDA_COUNTY_AP
13135 | NY_SYRACUSE_HANCOCK_INT'L
13136 | NY_BINGHAMTON_EDWIN_A_LIN
13137 | NY_SYRACUSE_HANCOCK_INT'L
13145 | NY_WATERTOWN_AP
13146 | NY_SYRACUSE_HANCOCK_INT'L
13155 | NY_BINGHAMTON_EDWIN_A_LIN
13156 | NY_SYRACUSE_HANCOCK_INT'L
13157 | NY_UTICA_ONEIDA_COUNTY_AP
13158 | NY_SYRACUSE_HANCOCK_INT'L
13162 | NY_UTICA_ONEIDA_COUNTY_AP
13164 | NY_SYRACUSE_HANCOCK_INT'L
13301 | NY_UTICA_ONEIDA_COUNTY_AP
13302 | NY_SYRACUSE_HANCOCK_INT'L
13303 | NY_UTICA_ONEIDA_COUNTY_AP
13305 | NY_FORT_DRUM_WHEELER_S
13308 | NY_UTICA_ONEIDA_COUNTY_AP
13312 | NY_FORT_DRUM_WHEELER_S
13313 | NY_UTICA_ONEIDA_COUNTY_AP
13317 | NY_ALBANY_COUNTY_AP
13318 | NY_UTICA_ONEIDA_COUNTY_AP
13327 | NY_FORT_DRUM_WHEELER_S
13328 | NY_UTICA_ONEIDA_COUNTY_AP
13331 | NY_FORT_DRUM_WHEELER_S
13332 | NY_UTICA_ONEIDA_COUNTY_AP
13343 | NY_FORT_DRUM_WHEELER_S
13346 | NY_UTICA_ONEIDA_COUNTY_AP
13360 | NY_FORT_DRUM_WHEELER_S
13361 | NY_UTICA_ONEIDA_COUNTY_AP
13367 | NY_FORT_DRUM_WHEELER_S
13368 | NY_UTICA_ONEIDA_COUNTY_AP
13404 | NY_FORT_DRUM_WHEELER_S
13406 | NY_UTICA_ONEIDA_COUNTY_AP
13420 | NY_FORT_DRUM_WHEELER_S
13421 | NY_UTICA_ONEIDA_COUNTY_AP
13426 | NY_WATERTOWN_AP
13428 | NY_ALBANY_COUNTY_AP
13431 | NY_UTICA_ONEIDA_COUNTY_AP
13436 | NY_ADIRONDACK_RGNL
13437 | NY_SYRACUSE_HANCOCK_INT'L
13438 | NY_UTICA_ONEIDA_COUNTY_AP
13459 | NY_ALBANY_COUNTY_AP
13460 | NY_UTICA_ONEIDA_COUNTY_AP
13483 | NY_SYRACUSE_HANCOCK_INT'L
13484 | NY_UTICA_ONEIDA_COUNTY_AP
13489 | NY_FORT_DRUM_WHEELER_S
13490 | NY_UTICA_ONEIDA_COUNTY_AP
13493 | NY_SYRACUSE_HANCOCK_INT'L
13494 | NY_UTICA_ONEIDA_COUNTY_AP
13601 | NY_WATERTOWN_AP
13603 | NY_FORT_DRUM_WHEELER_S
13605 | NY_WATERTOWN_AP
13607 | NY_FORT_DRUM_WHEELER_S
13610 | NY_WATERTOWN_AP
13612 | NY_FORT_DRUM_WHEELER_S
13613 | NY_MASSENA_AP
13614 | NY_FORT_DRUM_WHEELER_S
13615 | NY_WATERTOWN_AP
13616 | NY_FORT_DRUM_WHEELER_S
13617 | NY_MASSENA_AP
13618 | NY_WATERTOWN_AP
13619 | NY_FORT_DRUM_WHEELER_S
13621 | NY_MASSENA_AP
13622 | NY_WATERTOWN_AP
13623 | NY_FORT_DRUM_WHEELER_S
13624 | NY_WATERTOWN_AP
13625 | NY_MASSENA_AP
13626 | NY_FORT_DRUM_WHEELER_S
13632 | NY_WATERTOWN_AP
13633 | NY_FORT_DRUM_WHEELER_S
13634 | NY_WATERTOWN_AP
13635 | NY_FORT_DRUM_WHEELER_S
13636 | NY_WATERTOWN_AP
13637 | NY_FORT_DRUM_WHEELER_S
13640 | NY_WATERTOWN_AP
13642 | NY_FORT_DRUM_WHEELER_S
13647 | NY_MASSENA_AP
13648 | NY_FORT_DRUM_WHEELER_S
13649 | NY_MASSENA_AP
13650 | NY_WATERTOWN_AP
13652 | NY_MASSENA_AP
13654 | NY_FORT_DRUM_WHEELER_S
13655 | NY_MASSENA_AP
13656 | NY_WATERTOWN_AP
13658 | NY_MASSENA_AP
13659 | NY_WATERTOWN_AP
13660 | NY_MASSENA_AP
13661 | NY_WATERTOWN_AP
13662 | NY_MASSENA_AP
13664 | NY_FORT_DRUM_WHEELER_S
13667 | NY_MASSENA_AP
13670 | NY_FORT_DRUM_WHEELER_S
13672 | NY_MASSENA_AP
13673 | NY_FORT_DRUM_WHEELER_S
13674 | NY_WATERTOWN_AP
13675 | NY_FORT_DRUM_WHEELER_S
13676 | NY_MASSENA_AP
13679 | NY_FORT_DRUM_WHEELER_S
13680 | NY_MASSENA_AP
13681 | NY_FORT_DRUM_WHEELER_S
13682 | NY_WATERTOWN_AP
13683 | NY_MASSENA_AP
13685 | NY_WATERTOWN_AP
13687 | NY_MASSENA_AP
13688 | NY_FORT_DRUM_WHEELER_S
13692 | NY_WATERTOWN_AP
13694 | NY_MASSENA_AP
13695 | NY_ADIRONDACK_RGNL
13696 | NY_MASSENA_AP
13730 | NY_BINGHAMTON_EDWIN_A_LIN
13731 | NY_MONTICELLOAWOS
13732 | NY_BINGHAMTON_EDWIN_A_LIN
13734 | NY_ELMIRA_CORNING_REGIONA
13736 | NY_BINGHAMTON_EDWIN_A_LIN
13739 | NY_MONTICELLOAWOS
13743 | NY_BINGHAMTON_EDWIN_A_LIN
13747 | NY_UTICA_ONEIDA_COUNTY_AP
13748 | NY_BINGHAMTON_EDWIN_A_LIN
13750 | NY_MONTICELLOAWOS
13754 | NY_BINGHAMTON_EDWIN_A_LIN
13755 | NY_MONTICELLOAWOS
13758 | NY_BINGHAMTON_EDWIN_A_LIN
13774 | NY_MONTICELLOAWOS
13775 | NY_BINGHAMTON_EDWIN_A_LIN
13782 | NY_MONTICELLOAWOS
13784 | NY_BINGHAMTON_EDWIN_A_LIN
13786 | NY_ALBANY_COUNTY_AP
13787 | NY_BINGHAMTON_EDWIN_A_LIN
13788 | NY_MONTICELLOAWOS
13790 | NY_BINGHAMTON_EDWIN_A_LIN
13796 | NY_UTICA_ONEIDA_COUNTY_AP
13797 | NY_BINGHAMTON_EDWIN_A_LIN
13806 | NY_MONTICELLOAWOS
13807 | NY_UTICA_ONEIDA_COUNTY_AP
13809 | NY_BINGHAMTON_EDWIN_A_LIN
13810 | NY_UTICA_ONEIDA_COUNTY_AP
13811 | NY_BINGHAMTON_EDWIN_A_LIN
13820 | NY_UTICA_ONEIDA_COUNTY_AP
13825 | NY_BINGHAMTON_EDWIN_A_LIN
13834 | NY_UTICA_ONEIDA_COUNTY_AP
13835 | NY_BINGHAMTON_EDWIN_A_LIN
13837 | NY_MONTICELLOAWOS
13838 | NY_BINGHAMTON_EDWIN_A_LIN
13842 | NY_MONTICELLOAWOS
13843 | NY_BINGHAMTON_EDWIN_A_LIN
13846 | NY_MONTICELLOAWOS
13847 | NY_BINGHAMTON_EDWIN_A_LIN
13856 | NY_MONTICELLOAWOS
13859 | NY_BINGHAMTON_EDWIN_A_LIN
13860 | NY_MONTICELLOAWOS
13861 | NY_BINGHAMTON_EDWIN_A_LIN
14001 | NY_BUFFALO_NIAGARA_INTL_A
14008 | NY_NIAGARA_FALLS_AF
14009 | NY_BUFFALO_NIAGARA_INTL_A
14012 | NY_NIAGARA_FALLS_AF
14013 | NY_BUFFALO_NIAGARA_INTL_A
14020 | NY_ROCHESTER_GREATER_ROCH
14024 | NY_BUFFALO_NIAGARA_INTL_A
14028 | NY_NIAGARA_FALLS_AF
14029 | NY_BUFFALO_NIAGARA_INTL_A
14034 | NY_JAMESTOWN_AWOS
14035 | NY_BUFFALO_NIAGARA_INTL_A
14041 | NY_JAMESTOWN_AWOS
14042 | NY_BUFFALO_NIAGARA_INTL_A
14048 | NY_JAMESTOWN_AWOS
14051 | NY_BUFFALO_NIAGARA_INTL_A
14054 | NY_ROCHESTER_GREATER_ROCH
14055 | NY_BUFFALO_NIAGARA_INTL_A
14058 | NY_ROCHESTER_GREATER_ROCH
14059 | NY_BUFFALO_NIAGARA_INTL_A
14062 | NY_JAMESTOWN_AWOS
14065 | NY_BUFFALO_NIAGARA_INTL_A
14067 | NY_NIAGARA_FALLS_AF
14068 | NY_BUFFALO_NIAGARA_INTL_A
14070 | NY_JAMESTOWN_AWOS
14072 | NY_NIAGARA_FALLS_AF
14075 | NY_BUFFALO_NIAGARA_INTL_A
14081 | NY_JAMESTOWN_AWOS
14082 | NY_BUFFALO_NIAGARA_INTL_A
14092 | NY_NIAGARA_FALLS_AF
14098 | NY_BUFFALO_NIAGARA_INTL_A
14107 | NY_NIAGARA_FALLS_AF
14110 | NY_BUFFALO_NIAGARA_INTL_A
14120 | NY_NIAGARA_FALLS_AF
14125 | NY_BUFFALO_NIAGARA_INTL_A
14126 | NY_NIAGARA_FALLS_AF
14127 | NY_BUFFALO_NIAGARA_INTL_A
14129 | NY_JAMESTOWN_AWOS
14130 | NY_BUFFALO_NIAGARA_INTL_A
14131 | NY_NIAGARA_FALLS_AF
14133 | NY_BUFFALO_NIAGARA_INTL_A
14135 | NY_JAMESTOWN_AWOS
14139 | NY_BUFFALO_NIAGARA_INTL_A
14143 | NY_ROCHESTER_GREATER_ROCH
14144 | NY_NIAGARA_FALLS_AF
14145 | NY_BUFFALO_NIAGARA_INTL_A
14151 | NY_NIAGARA_FALLS_AF
14166 | NY_JAMESTOWN_AWOS
14167 | NY_BUFFALO_NIAGARA_INTL_A
14168 | NY_JAMESTOWN_AWOS
14169 | NY_BUFFALO_NIAGARA_INTL_A
14172 | NY_NIAGARA_FALLS_AF
14173 | NY_BUFFALO_NIAGARA_INTL_A
14174 | NY_NIAGARA_FALLS_AF
14201 | NY_BUFFALO_NIAGARA_INTL_A
14301 | NY_NIAGARA_FALLS_AF
14410 | NY_ROCHESTER_GREATER_ROCH
14415 | NY_ELMIRA_CORNING_REGIONA
14416 | NY_ROCHESTER_GREATER_ROCH
14418 | NY_ELMIRA_CORNING_REGIONA
14420 | NY_ROCHESTER_GREATER_ROCH
14433 | NY_SYRACUSE_HANCOCK_INT'L
14435 | NY_ROCHESTER_GREATER_ROCH
14441 | NY_ELMIRA_CORNING_REGIONA
14443 | NY_ROCHESTER_GREATER_ROCH
14478 | NY_ELMIRA_CORNING_REGIONA
14479 | NY_BUFFALO_NIAGARA_INTL_A
14480 | NY_ROCHESTER_GREATER_ROCH
14521 | NY_ELMIRA_CORNING_REGIONA
14522 | NY_ROCHESTER_GREATER_ROCH
14527 | NY_ELMIRA_CORNING_REGIONA
14529 | NY_ROCHESTER_GREATER_ROCH
14536 | NY_BUFFALO_NIAGARA_INTL_A
14537 | NY_ROCHESTER_GREATER_ROCH
14541 | NY_ELMIRA_CORNING_REGIONA
14542 | NY_SYRACUSE_HANCOCK_INT'L
14543 | NY_ROCHESTER_GREATER_ROCH
14569 | NY_BUFFALO_NIAGARA_INTL_A
14571 | NY_ROCHESTER_GREATER_ROCH
14588 | NY_ELMIRA_CORNING_REGIONA
14589 | NY_ROCHESTER_GREATER_ROCH
14590 | NY_SYRACUSE_HANCOCK_INT'L
14591 | NY_ROCHESTER_GREATER_ROCH
14701 | NY_JAMESTOWN_AWOS
14706 | PA_BRADFORD_REGIONAL_AP
14710 | NY_JAMESTOWN_AWOS
14711 | PA_BRADFORD_REGIONAL_AP
14712 | NY_JAMESTOWN_AWOS
14714 | PA_BRADFORD_REGIONAL_AP
14716 | NY_JAMESTOWN_AWOS
14717 | PA_BRADFORD_REGIONAL_AP
14718 | NY_JAMESTOWN_AWOS
14721 | PA_BRADFORD_REGIONAL_AP
14722 | NY_JAMESTOWN_AWOS
14727 | PA_BRADFORD_REGIONAL_AP
14728 | NY_JAMESTOWN_AWOS
14735 | NY_BUFFALO_NIAGARA_INTL_A
14736 | PA_ERIE_INTERNATIONAL_AP
14737 | PA_BRADFORD_REGIONAL_AP
14738 | NY_JAMESTOWN_AWOS
14739 | PA_BRADFORD_REGIONAL_AP
14740 | NY_JAMESTOWN_AWOS
14741 | PA_BRADFORD_REGIONAL_AP
14742 | NY_JAMESTOWN_AWOS
14743 | PA_BRADFORD_REGIONAL_AP
14744 | NY_BUFFALO_NIAGARA_INTL_A
14747 | NY_JAMESTOWN_AWOS
14748 | PA_BRADFORD_REGIONAL_AP
14750 | NY_JAMESTOWN_AWOS
14753 | PA_BRADFORD_REGIONAL_AP
14755 | NY_JAMESTOWN_AWOS
14760 | PA_BRADFORD_REGIONAL_AP
14766 | NY_JAMESTOWN_AWOS
14770 | PA_BRADFORD_REGIONAL_AP
14772 | NY_JAMESTOWN_AWOS
14774 | PA_BRADFORD_REGIONAL_AP
14775 | NY_JAMESTOWN_AWOS
14776 | NY_BUFFALO_NIAGARA_INTL_A
14778 | PA_BRADFORD_REGIONAL_AP
14781 | NY_JAMESTOWN_AWOS
14786 | PA_BRADFORD_REGIONAL_AP
14787 | NY_JAMESTOWN_AWOS
14788 | PA_BRADFORD_REGIONAL_AP
14801 | NY_ELMIRA_CORNING_REGIONA
14813 | PA_BRADFORD_REGIONAL_AP
14814 | NY_ELMIRA_CORNING_REGIONA
14817 | NY_BINGHAMTON_EDWIN_A_LIN
14818 | NY_ELMIRA_CORNING_REGIONA
14822 | NY_ROCHESTER_GREATER_ROCH
14823 | NY_ELMIRA_CORNING_REGIONA
14836 | NY_ROCHESTER_GREATER_ROCH
14837 | NY_ELMIRA_CORNING_REGIONA
14846 | NY_ROCHESTER_GREATER_ROCH
14847 | NY_ELMIRA_CORNING_REGIONA
14880 | PA_BRADFORD_REGIONAL_AP
14881 | NY_BINGHAMTON_EDWIN_A_LIN
14882 | NY_ELMIRA_CORNING_REGIONA
14884 | NY_ROCHESTER_GREATER_ROCH
14885 | NY_ELMIRA_CORNING_REGIONA
14895 | PA_BRADFORD_REGIONAL_AP
14898 | NY_ELMIRA_CORNING_REGIONA
15001 | PA_PITTSBURGH_INTERNATION
15006 | PA_BUTLER_CO_AWOS
15009 | PA_PITTSBURGH_INTERNATION
15012 | PA_PITTSBURGH_ALLEGHENY_C
15014 | PA_BUTLER_CO_AWOS
15017 | PA_PITTSBURGH_ALLEGHENY_C
15019 | PA_PITTSBURGH_INTERNATION
15020 | PA_PITTSBURGH_ALLEGHENY_C
15021 | PA_PITTSBURGH_INTERNATION
15022 | PA_PITTSBURGH_ALLEGHENY_C
15026 | PA_PITTSBURGH_INTERNATION
15028 | PA_PITTSBURGH_ALLEGHENY_C
15030 | PA_BUTLER_CO_AWOS
15031 | PA_PITTSBURGH_INTERNATION
15032 | PA_BUTLER_CO_AWOS
15033 | PA_PITTSBURGH_ALLEGHENY_C
15036 | WV_WHEELING_OHIO_COUNTY_A
15037 | PA_PITTSBURGH_ALLEGHENY_C
15042 | PA_PITTSBURGH_INTERNATION
15044 | PA_BUTLER_CO_AWOS
15045 | PA_PITTSBURGH_ALLEGHENY_C
15046 | PA_PITTSBURGH_INTERNATION
15047 | PA_PITTSBURGH_ALLEGHENY_C
15050 | PA_PITTSBURGH_INTERNATION
15051 | PA_PITTSBURGH_ALLEGHENY_C
15052 | PA_PITTSBURGH_INTERNATION
15055 | PA_PITTSBURGH_ALLEGHENY_C
15056 | PA_PITTSBURGH_INTERNATION
15062 | PA_PITTSBURGH_ALLEGHENY_C
15064 | PA_PITTSBURGH_INTERNATION
15065 | PA_BUTLER_CO_AWOS
15066 | PA_PITTSBURGH_INTERNATION
15067 | PA_PITTSBURGH_ALLEGHENY_C
15071 | PA_PITTSBURGH_INTERNATION
15072 | PA_PITTSBURGH_ALLEGHENY_C
15074 | PA_PITTSBURGH_INTERNATION
15075 | PA_BUTLER_CO_AWOS
15077 | PA_PITTSBURGH_INTERNATION
15083 | PA_PITTSBURGH_ALLEGHENY_C
15084 | PA_BUTLER_CO_AWOS
15085 | PA_PITTSBURGH_ALLEGHENY_C
15086 | PA_PITTSBURGH_INTERNATION
15087 | PA_PITTSBURGH_ALLEGHENY_C
15090 | PA_PITTSBURGH_INTERNATION
15091 | PA_BUTLER_CO_AWOS
15101 | PA_PITTSBURGH_INTERNATION
15102 | PA_PITTSBURGH_ALLEGHENY_C
15108 | PA_PITTSBURGH_INTERNATION
15110 | PA_PITTSBURGH_ALLEGHENY_C
15126 | PA_PITTSBURGH_INTERNATION
15129 | PA_PITTSBURGH_ALLEGHENY_C
15136 | PA_PITTSBURGH_INTERNATION
15137 | PA_PITTSBURGH_ALLEGHENY_C
15142 | PA_PITTSBURGH_INTERNATION
15144 | PA_PITTSBURGH_ALLEGHENY_C
15189 | PA_PITTSBURGH_INTERNATION
15201 | PA_PITTSBURGH_ALLEGHENY_C
15202 | PA_PITTSBURGH_INTERNATION
15203 | PA_PITTSBURGH_ALLEGHENY_C
15204 | PA_PITTSBURGH_INTERNATION
15206 | PA_PITTSBURGH_ALLEGHENY_C
15225 | PA_PITTSBURGH_INTERNATION
15226 | PA_PITTSBURGH_ALLEGHENY_C
15229 | PA_PITTSBURGH_INTERNATION
15230 | PA_PITTSBURGH_ALLEGHENY_C
15237 | PA_PITTSBURGH_INTERNATION
15238 | PA_PITTSBURGH_ALLEGHENY_C
15301 | PA_WASHINGTON_AWOS
15312 | WV_WHEELING_OHIO_COUNTY_A
15313 | PA_WASHINGTON_AWOS
15315 | WV_MORGANTOWN_HART_FIELD
15317 | PA_WASHINGTON_AWOS
15320 | WV_MORGANTOWN_HART_FIELD
15321 | PA_PITTSBURGH_INTERNATION
15322 | PA_WASHINGTON_AWOS
15325 | WV_MORGANTOWN_HART_FIELD
15329 | PA_WASHINGTON_AWOS
15332 | PA_PITTSBURGH_ALLEGHENY_C
15333 | PA_WASHINGTON_AWOS
15334 | WV_MORGANTOWN_HART_FIELD
15336 | PA_PITTSBURGH_ALLEGHENY_C
15337 | PA_WASHINGTON_AWOS
15338 | WV_MORGANTOWN_HART_FIELD
15339 | PA_PITTSBURGH_ALLEGHENY_C
15340 | PA_WASHINGTON_AWOS
15349 | WV_MORGANTOWN_HART_FIELD
15350 | PA_WASHINGTON_AWOS
15351 | WV_MORGANTOWN_HART_FIELD
15352 | PA_WASHINGTON_AWOS
15354 | WV_MORGANTOWN_HART_FIELD
15357 | PA_WASHINGTON_AWOS
15361 | PA_PITTSBURGH_INTERNATION
15362 | WV_MORGANTOWN_HART_FIELD
15363 | PA_WASHINGTON_AWOS
15366 | PA_PITTSBURGH_ALLEGHENY_C
15368 | PA_WASHINGTON_AWOS
15376 | WV_WHEELING_OHIO_COUNTY_A
15377 | PA_WASHINGTON_AWOS
15401 | WV_MORGANTOWN_HART_FIELD
15412 | PA_PITTSBURGH_ALLEGHENY_C
15413 | WV_MORGANTOWN_HART_FIELD
15417 | PA_WASHINGTON_AWOS
15419 | PA_PITTSBURGH_ALLEGHENY_C
15420 | WV_MORGANTOWN_HART_FIELD
15423 | PA_PITTSBURGH_ALLEGHENY_C
15424 | WV_MORGANTOWN_HART_FIELD
15425 | PA_PITTSBURGH_ALLEGHENY_C
15427 | PA_WASHINGTON_AWOS
15428 | PA_PITTSBURGH_ALLEGHENY_C
15429 | PA_WASHINGTON_AWOS
15430 | PA_PITTSBURGH_ALLEGHENY_C
15431 | WV_MORGANTOWN_HART_FIELD
15432 | PA_PITTSBURGH_ALLEGHENY_C
15433 | PA_WASHINGTON_AWOS
15434 | PA_PITTSBURGH_ALLEGHENY_C
15435 | WV_MORGANTOWN_HART_FIELD
15438 | PA_PITTSBURGH_ALLEGHENY_C
15439 | WV_MORGANTOWN_HART_FIELD
15442 | PA_PITTSBURGH_ALLEGHENY_C
15443 | WV_MORGANTOWN_HART_FIELD
15444 | PA_WASHINGTON_AWOS
15445 | WV_MORGANTOWN_HART_FIELD
15446 | PA_PITTSBURGH_ALLEGHENY_C
15447 | WV_MORGANTOWN_HART_FIELD
15448 | PA_PITTSBURGH_ALLEGHENY_C
15449 | WV_MORGANTOWN_HART_FIELD
15450 | PA_WASHINGTON_AWOS
15451 | WV_MORGANTOWN_HART_FIELD
15462 | PA_JOHNSTOWN_CAMBRIA_COUN
15463 | WV_MORGANTOWN_HART_FIELD
15466 | PA_PITTSBURGH_ALLEGHENY_C
15467 | WV_MORGANTOWN_HART_FIELD
15473 | PA_PITTSBURGH_ALLEGHENY_C
15474 | WV_MORGANTOWN_HART_FIELD
15477 | PA_PITTSBURGH_ALLEGHENY_C
15478 | WV_MORGANTOWN_HART_FIELD
15479 | PA_PITTSBURGH_ALLEGHENY_C
15480 | WV_MORGANTOWN_HART_FIELD
15482 | PA_PITTSBURGH_ALLEGHENY_C
15484 | WV_MORGANTOWN_HART_FIELD
15486 | PA_PITTSBURGH_ALLEGHENY_C
15488 | WV_MORGANTOWN_HART_FIELD
15490 | PA_PITTSBURGH_ALLEGHENY_C
15501 | PA_JOHNSTOWN_CAMBRIA_COUN
15522 | PA_ALTOONA_BLAIR_CO_ARPT
15530 | PA_JOHNSTOWN_CAMBRIA_COUN
15533 | PA_ALTOONA_BLAIR_CO_ARPT
15534 | PA_JOHNSTOWN_CAMBRIA_COUN
15535 | PA_ALTOONA_BLAIR_CO_ARPT
15538 | PA_JOHNSTOWN_CAMBRIA_COUN
15540 | WV_MORGANTOWN_HART_FIELD
15541 | PA_JOHNSTOWN_CAMBRIA_COUN
15550 | PA_ALTOONA_BLAIR_CO_ARPT
15551 | PA_JOHNSTOWN_CAMBRIA_COUN
15562 | WV_MORGANTOWN_HART_FIELD
15563 | PA_JOHNSTOWN_CAMBRIA_COUN
15601 | PA_PITTSBURGH_ALLEGHENY_C
15620 | PA_JOHNSTOWN_CAMBRIA_COUN
15621 | PA_PITTSBURGH_ALLEGHENY_C
15622 | PA_JOHNSTOWN_CAMBRIA_COUN
15623 | PA_PITTSBURGH_ALLEGHENY_C
15627 | PA_JOHNSTOWN_CAMBRIA_COUN
15629 | PA_BUTLER_CO_AWOS
15630 | PA_PITTSBURGH_ALLEGHENY_C
15641 | PA_BUTLER_CO_AWOS
15642 | PA_PITTSBURGH_ALLEGHENY_C
15646 | PA_JOHNSTOWN_CAMBRIA_COUN
15647 | PA_PITTSBURGH_ALLEGHENY_C
15655 | PA_JOHNSTOWN_CAMBRIA_COUN
15656 | PA_BUTLER_CO_AWOS
15658 | PA_JOHNSTOWN_CAMBRIA_COUN
15660 | PA_PITTSBURGH_ALLEGHENY_C
15661 | PA_JOHNSTOWN_CAMBRIA_COUN
15662 | PA_PITTSBURGH_ALLEGHENY_C
15671 | PA_JOHNSTOWN_CAMBRIA_COUN
15672 | PA_PITTSBURGH_ALLEGHENY_C
15673 | PA_BUTLER_CO_AWOS
15674 | PA_PITTSBURGH_ALLEGHENY_C
15677 | PA_JOHNSTOWN_CAMBRIA_COUN
15678 | PA_PITTSBURGH_ALLEGHENY_C
15682 | PA_BUTLER_CO_AWOS
15683 | PA_PITTSBURGH_ALLEGHENY_C
15686 | PA_BUTLER_CO_AWOS
15687 | PA_JOHNSTOWN_CAMBRIA_COUN
15688 | PA_PITTSBURGH_ALLEGHENY_C
15690 | PA_BUTLER_CO_AWOS
15691 | PA_PITTSBURGH_ALLEGHENY_C
15696 | PA_JOHNSTOWN_CAMBRIA_COUN
15697 | PA_PITTSBURGH_ALLEGHENY_C
15701 | PA_JOHNSTOWN_CAMBRIA_COUN
15711 | PA_DUBOIS_FAA_AP
15713 | PA_JOHNSTOWN_CAMBRIA_COUN
15715 | PA_DUBOIS_FAA_AP
15716 | PA_JOHNSTOWN_CAMBRIA_COUN
15721 | PA_DUBOIS_FAA_AP
15722 | PA_JOHNSTOWN_CAMBRIA_COUN
15725 | PA_PITTSBURGH_ALLEGHENY_C
15727 | PA_JOHNSTOWN_CAMBRIA_COUN
15730 | PA_DUBOIS_FAA_AP
15731 | PA_JOHNSTOWN_CAMBRIA_COUN
15733 | PA_DUBOIS_FAA_AP
15734 | PA_JOHNSTOWN_CAMBRIA_COUN
15736 | PA_BUTLER_CO_AWOS
15737 | PA_JOHNSTOWN_CAMBRIA_COUN
15740 | PA_DUBOIS_FAA_AP
15745 | PA_JOHNSTOWN_CAMBRIA_COUN
15746 | PA_DUBOIS_FAA_AP
15748 | PA_JOHNSTOWN_CAMBRIA_COUN
15751 | PA_DUBOIS_FAA_AP
15752 | PA_JOHNSTOWN_CAMBRIA_COUN
15753 | PA_DUBOIS_FAA_AP
15754 | PA_JOHNSTOWN_CAMBRIA_COUN
15757 | PA_DUBOIS_FAA_AP
15760 | PA_JOHNSTOWN_CAMBRIA_COUN
15763 | PA_DUBOIS_FAA_AP
15765 | PA_JOHNSTOWN_CAMBRIA_COUN
15767 | PA_DUBOIS_FAA_AP
15773 | PA_JOHNSTOWN_CAMBRIA_COUN
15776 | PA_DUBOIS_FAA_AP
15777 | PA_JOHNSTOWN_CAMBRIA_COUN
15778 | PA_DUBOIS_FAA_AP
15779 | PA_JOHNSTOWN_CAMBRIA_COUN
15780 | PA_DUBOIS_FAA_AP
15783 | PA_BUTLER_CO_AWOS
15784 | PA_DUBOIS_FAA_AP
15832 | PA_BRADFORD_REGIONAL_AP
15840 | PA_DUBOIS_FAA_AP
15845 | PA_BRADFORD_REGIONAL_AP
15846 | PA_DUBOIS_FAA_AP
15861 | PA_STATE_COLLEGE_[PENN_ST
15863 | PA_DUBOIS_FAA_AP
15870 | PA_BRADFORD_REGIONAL_AP
15901 | PA_JOHNSTOWN_CAMBRIA_COUN
16001 | PA_BUTLER_CO_AWOS
16016 | PA_FRANKLIN
16021 | PA_BUTLER_CO_AWOS
16030 | PA_FRANKLIN
16033 | PA_BUTLER_CO_AWOS
16035 | PA_FRANKLIN
16037 | PA_BUTLER_CO_AWOS
16038 | PA_FRANKLIN
16039 | PA_BUTLER_CO_AWOS
16040 | PA_FRANKLIN
16041 | PA_BUTLER_CO_AWOS
16049 | PA_FRANKLIN
16050 | PA_BUTLER_CO_AWOS
16054 | PA_FRANKLIN
16055 | PA_BUTLER_CO_AWOS
16058 | PA_FRANKLIN
16059 | PA_BUTLER_CO_AWOS
16066 | PA_FRANKLIN
16101 | PA_BUTLER_CO_AWOS
16102 | OH_YOUNGSTOWN_REGIONAL_AI
16108 | PA_BUTLER_CO_AWOS
16110 | OH_YOUNGSTOWN_REGIONAL_AI
16114 | PA_FRANKLIN
16115 | PA_PITTSBURGH_INTERNATION
16116 | OH_YOUNGSTOWN_REGIONAL_AI
16117 | PA_BUTLER_CO_AWOS
16121 | OH_YOUNGSTOWN_REGIONAL_AI
16123 | PA_BUTLER_CO_AWOS
16124 | PA_FRANKLIN
16125 | OH_YOUNGSTOWN_REGIONAL_AI
16127 | PA_FRANKLIN
16131 | OH_YOUNGSTOWN_REGIONAL_AI
16133 | PA_FRANKLIN
16134 | OH_YOUNGSTOWN_REGIONAL_AI
16136 | PA_BUTLER_CO_AWOS
16137 | PA_FRANKLIN
16140 | OH_YOUNGSTOWN_REGIONAL_AI
16141 | PA_BUTLER_CO_AWOS
16142 | OH_YOUNGSTOWN_REGIONAL_AI
16145 | PA_FRANKLIN
16146 | OH_YOUNGSTOWN_REGIONAL_AI
16151 | PA_FRANKLIN
16154 | OH_YOUNGSTOWN_REGIONAL_AI
16157 | PA_BUTLER_CO_AWOS
16159 | OH_YOUNGSTOWN_REGIONAL_AI
16160 | PA_BUTLER_CO_AWOS
16161 | OH_YOUNGSTOWN_REGIONAL_AI
16201 | PA_BUTLER_CO_AWOS
16211 | PA_DUBOIS_FAA_AP
16212 | PA_BUTLER_CO_AWOS
16213 | PA_FRANKLIN
16214 | PA_DUBOIS_FAA_AP
16215 | PA_BUTLER_CO_AWOS
16216 | PA_DUBOIS_FAA_AP
16218 | PA_BUTLER_CO_AWOS
16220 | PA_DUBOIS_FAA_AP
16226 | PA_BUTLER_CO_AWOS
16230 | PA_DUBOIS_FAA_AP
16232 | PA_FRANKLIN
16233 | PA_DUBOIS_FAA_AP
16236 | PA_BUTLER_CO_AWOS
16239 | PA_DUBOIS_FAA_AP
16248 | PA_BUTLER_CO_AWOS
16250 | PA_DUBOIS_FAA_AP
16254 | PA_FRANKLIN
16256 | PA_DUBOIS_FAA_AP
16259 | PA_BUTLER_CO_AWOS
16260 | PA_DUBOIS_FAA_AP
16261 | PA_BUTLER_CO_AWOS
16301 | PA_FRANKLIN
16312 | NY_JAMESTOWN_AWOS
16313 | PA_BRADFORD_REGIONAL_AP
16314 | PA_FRANKLIN
16329 | NY_JAMESTOWN_AWOS
16331 | PA_FRANKLIN
16333 | PA_BRADFORD_REGIONAL_AP
16334 | PA_FRANKLIN
16340 | NY_JAMESTOWN_AWOS
16341 | PA_FRANKLIN
16345 | NY_JAMESTOWN_AWOS
16346 | PA_FRANKLIN
16347 | PA_BRADFORD_REGIONAL_AP
16350 | NY_JAMESTOWN_AWOS
16351 | PA_FRANKLIN
16352 | PA_BRADFORD_REGIONAL_AP
16353 | PA_FRANKLIN
16361 | PA_DUBOIS_FAA_AP
16362 | PA_FRANKLIN
16365 | NY_JAMESTOWN_AWOS
16370 | PA_FRANKLIN
16371 | NY_JAMESTOWN_AWOS
16372 | PA_FRANKLIN
16401 | PA_ERIE_INTERNATIONAL_AP
16402 | NY_JAMESTOWN_AWOS
16403 | PA_ERIE_INTERNATIONAL_AP
16404 | PA_FRANKLIN
16405 | NY_JAMESTOWN_AWOS
16406 | PA_ERIE_INTERNATIONAL_AP
16407 | NY_JAMESTOWN_AWOS
16410 | PA_ERIE_INTERNATIONAL_AP
16416 | NY_JAMESTOWN_AWOS
16417 | PA_ERIE_INTERNATIONAL_AP
16420 | PA_FRANKLIN
16421 | PA_ERIE_INTERNATIONAL_AP
16424 | OH_YOUNGSTOWN_REGIONAL_AI
16426 | PA_ERIE_INTERNATIONAL_AP
16432 | PA_FRANKLIN
16433 | PA_ERIE_INTERNATIONAL_AP
16434 | PA_FRANKLIN
16435 | PA_ERIE_INTERNATIONAL_AP
16436 | NY_JAMESTOWN_AWOS
16438 | PA_ERIE_INTERNATIONAL_AP
16601 | PA_ALTOONA_BLAIR_CO_ARPT
16611 | PA_STATE_COLLEGE_[PENN_ST
16613 | PA_ALTOONA_BLAIR_CO_ARPT
16616 | PA_STATE_COLLEGE_[PENN_ST
16617 | PA_ALTOONA_BLAIR_CO_ARPT
16619 | PA_STATE_COLLEGE_[PENN_ST
16621 | PA_ALTOONA_BLAIR_CO_ARPT
16624 | PA_JOHNSTOWN_CAMBRIA_COUN
16625 | PA_ALTOONA_BLAIR_CO_ARPT
16627 | PA_STATE_COLLEGE_[PENN_ST
16629 | PA_ALTOONA_BLAIR_CO_ARPT
16630 | PA_JOHNSTOWN_CAMBRIA_COUN
16631 | PA_ALTOONA_BLAIR_CO_ARPT
16640 | PA_STATE_COLLEGE_[PENN_ST
16641 | PA_ALTOONA_BLAIR_CO_ARPT
16644 | PA_STATE_COLLEGE_[PENN_ST
16646 | PA_JOHNSTOWN_CAMBRIA_COUN
16647 | PA_ALTOONA_BLAIR_CO_ARPT
16651 | PA_STATE_COLLEGE_[PENN_ST
16655 | PA_ALTOONA_BLAIR_CO_ARPT
16656 | PA_STATE_COLLEGE_[PENN_ST
16657 | PA_ALTOONA_BLAIR_CO_ARPT
16661 | PA_STATE_COLLEGE_[PENN_ST
16662 | PA_ALTOONA_BLAIR_CO_ARPT
16663 | PA_STATE_COLLEGE_[PENN_ST
16664 | PA_ALTOONA_BLAIR_CO_ARPT
16666 | PA_STATE_COLLEGE_[PENN_ST
16667 | PA_ALTOONA_BLAIR_CO_ARPT
16668 | PA_JOHNSTOWN_CAMBRIA_COUN
16669 | PA_STATE_COLLEGE_[PENN_ST
16670 | PA_ALTOONA_BLAIR_CO_ARPT
16671 | PA_STATE_COLLEGE_[PENN_ST
16672 | PA_ALTOONA_BLAIR_CO_ARPT
16675 | PA_JOHNSTOWN_CAMBRIA_COUN
16677 | PA_STATE_COLLEGE_[PENN_ST
16678 | PA_ALTOONA_BLAIR_CO_ARPT
16680 | PA_STATE_COLLEGE_[PENN_ST
16682 | PA_ALTOONA_BLAIR_CO_ARPT
16683 | PA_STATE_COLLEGE_[PENN_ST
16685 | PA_ALTOONA_BLAIR_CO_ARPT
16686 | PA_STATE_COLLEGE_[PENN_ST
16689 | PA_ALTOONA_BLAIR_CO_ARPT
16692 | PA_JOHNSTOWN_CAMBRIA_COUN
16693 | PA_ALTOONA_BLAIR_CO_ARPT
16698 | PA_STATE_COLLEGE_[PENN_ST
16699 | PA_JOHNSTOWN_CAMBRIA_COUN
16701 | PA_BRADFORD_REGIONAL_AP
16801 | PA_STATE_COLLEGE_[PENN_ST
16830 | PA_DUBOIS_FAA_AP
16832 | PA_STATE_COLLEGE_[PENN_ST
16833 | PA_DUBOIS_FAA_AP
16834 | PA_STATE_COLLEGE_[PENN_ST
16837 | PA_DUBOIS_FAA_AP
16839 | PA_STATE_COLLEGE_[PENN_ST
16843 | PA_DUBOIS_FAA_AP
16844 | PA_STATE_COLLEGE_[PENN_ST
16861 | PA_DUBOIS_FAA_AP
16864 | PA_STATE_COLLEGE_[PENN_ST
16873 | PA_DUBOIS_FAA_AP
16874 | PA_STATE_COLLEGE_[PENN_ST
16901 | NY_ELMIRA_CORNING_REGIONA
16910 | PA_WILLIAMSPORT_REGIONAL
16914 | NY_ELMIRA_CORNING_REGIONA
16915 | PA_BRADFORD_REGIONAL_AP
16917 | NY_ELMIRA_CORNING_REGIONA
16923 | PA_BRADFORD_REGIONAL_AP
16925 | NY_ELMIRA_CORNING_REGIONA
16926 | PA_WILLIAMSPORT_REGIONAL
16927 | PA_BRADFORD_REGIONAL_AP
16928 | NY_ELMIRA_CORNING_REGIONA
16930 | PA_WILLIAMSPORT_REGIONAL
16932 | NY_ELMIRA_CORNING_REGIONA
16938 | PA_WILLIAMSPORT_REGIONAL
16940 | NY_ELMIRA_CORNING_REGIONA
16948 | PA_BRADFORD_REGIONAL_AP
16950 | NY_ELMIRA_CORNING_REGIONA
17001 | PA_HARRISBURG_CAPITAL_CIT
17002 | PA_STATE_COLLEGE_[PENN_ST
17003 | PA_MIDDLETOWN_HARRISBURG
17004 | PA_STATE_COLLEGE_[PENN_ST
17005 | PA_HARRISBURG_CAPITAL_CIT
17006 | PA_STATE_COLLEGE_[PENN_ST
17007 | PA_HARRISBURG_CAPITAL_CIT
17009 | PA_STATE_COLLEGE_[PENN_ST
17010 | PA_MIDDLETOWN_HARRISBURG
17011 | PA_HARRISBURG_CAPITAL_CIT
17016 | PA_LANCASTER
17017 | PA_HARRISBURG_CAPITAL_CIT
17021 | PA_STATE_COLLEGE_[PENN_ST
17022 | PA_MIDDLETOWN_HARRISBURG
17023 | PA_HARRISBURG_CAPITAL_CIT
17026 | PA_LANCASTER
17027 | PA_HARRISBURG_CAPITAL_CIT
17028 | PA_MIDDLETOWN_HARRISBURG
17029 | PA_STATE_COLLEGE_[PENN_ST
17030 | PA_HARRISBURG_CAPITAL_CIT
17033 | PA_MIDDLETOWN_HARRISBURG
17035 | PA_STATE_COLLEGE_[PENN_ST
17036 | PA_MIDDLETOWN_HARRISBURG
17037 | PA_HARRISBURG_CAPITAL_CIT
17038 | PA_MIDDLETOWN_HARRISBURG
17039 | PA_LANCASTER
17040 | PA_HARRISBURG_CAPITAL_CIT
17041 | PA_MIDDLETOWN_HARRISBURG
17042 | PA_LANCASTER
17043 | PA_HARRISBURG_CAPITAL_CIT
17044 | PA_STATE_COLLEGE_[PENN_ST
17045 | PA_HARRISBURG_CAPITAL_CIT
17046 | PA_LANCASTER
17047 | PA_HARRISBURG_CAPITAL_CIT
17051 | PA_STATE_COLLEGE_[PENN_ST
17052 | PA_ALTOONA_BLAIR_CO_ARPT
17053 | PA_HARRISBURG_CAPITAL_CIT
17054 | PA_STATE_COLLEGE_[PENN_ST
17055 | PA_HARRISBURG_CAPITAL_CIT
17056 | PA_STATE_COLLEGE_[PENN_ST
17057 | PA_MIDDLETOWN_HARRISBURG
17058 | PA_STATE_COLLEGE_[PENN_ST
17061 | PA_HARRISBURG_CAPITAL_CIT
17063 | PA_STATE_COLLEGE_[PENN_ST
17064 | PA_LANCASTER
17065 | PA_HARRISBURG_CAPITAL_CIT
17066 | PA_STATE_COLLEGE_[PENN_ST
17067 | PA_READING_SPAATZ_FIELD
17068 | PA_HARRISBURG_CAPITAL_CIT
17071 | PA_STATE_COLLEGE_[PENN_ST
17072 | PA_HARRISBURG_CAPITAL_CIT
17073 | PA_READING_SPAATZ_FIELD
17074 | PA_HARRISBURG_CAPITAL_CIT
17075 | PA_STATE_COLLEGE_[PENN_ST
17077 | PA_MIDDLETOWN_HARRISBURG
17080 | PA_HARRISBURG_CAPITAL_CIT
17082 | PA_STATE_COLLEGE_[PENN_ST
17083 | PA_LANCASTER
17084 | PA_STATE_COLLEGE_[PENN_ST
17085 | PA_LANCASTER
17086 | PA_HARRISBURG_CAPITAL_CIT
17087 | PA_READING_SPAATZ_FIELD
17088 | PA_LANCASTER
17089 | PA_HARRISBURG_CAPITAL_CIT
17098 | PA_MIDDLETOWN_HARRISBURG
17099 | PA_STATE_COLLEGE_[PENN_ST
17101 | PA_HARRISBURG_CAPITAL_CIT
17201 | MD_HAGERSTOWN_RGNL_RIC
17211 | WV_MARTINSBURG_EASTERN_WV
17212 | MD_HAGERSTOWN_RGNL_RIC
17213 | PA_ALTOONA_BLAIR_CO_ARPT
17214 | MD_HAGERSTOWN_RGNL_RIC
17215 | PA_ALTOONA_BLAIR_CO_ARPT
17221 | MD_HAGERSTOWN_RGNL_RIC
17223 | PA_ALTOONA_BLAIR_CO_ARPT
17224 | MD_HAGERSTOWN_RGNL_RIC
17228 | PA_ALTOONA_BLAIR_CO_ARPT
17231 | MD_HAGERSTOWN_RGNL_RIC
17239 | PA_ALTOONA_BLAIR_CO_ARPT
17240 | MD_HAGERSTOWN_RGNL_RIC
17241 | PA_HARRISBURG_CAPITAL_CIT
17243 | PA_ALTOONA_BLAIR_CO_ARPT
17244 | MD_HAGERSTOWN_RGNL_RIC
17249 | PA_ALTOONA_BLAIR_CO_ARPT
17250 | MD_HAGERSTOWN_RGNL_RIC
17253 | PA_ALTOONA_BLAIR_CO_ARPT
17254 | MD_HAGERSTOWN_RGNL_RIC
17255 | PA_ALTOONA_BLAIR_CO_ARPT
17256 | MD_HAGERSTOWN_RGNL_RIC
17260 | PA_ALTOONA_BLAIR_CO_ARPT
17261 | MD_HAGERSTOWN_RGNL_RIC
17264 | PA_ALTOONA_BLAIR_CO_ARPT
17265 | MD_HAGERSTOWN_RGNL_RIC
17301 | PA_HARRISBURG_CAPITAL_CIT
17302 | PA_LANCASTER
17303 | MD_HAGERSTOWN_RGNL_RIC
17304 | PA_HARRISBURG_CAPITAL_CIT
17307 | MD_HAGERSTOWN_RGNL_RIC
17309 | PA_LANCASTER
17310 | MD_HAGERSTOWN_RGNL_RIC
17311 | PA_MIDDLETOWN_HARRISBURG
17312 | PA_LANCASTER
17313 | PA_MIDDLETOWN_HARRISBURG
17314 | PA_LANCASTER
17315 | PA_MIDDLETOWN_HARRISBURG
17316 | PA_HARRISBURG_CAPITAL_CIT
17317 | PA_LANCASTER
17318 | PA_MIDDLETOWN_HARRISBURG
17320 | MD_HAGERSTOWN_RGNL_RIC
17321 | PA_LANCASTER
17323 | PA_HARRISBURG_CAPITAL_CIT
17325 | MD_HAGERSTOWN_RGNL_RIC
17327 | PA_MIDDLETOWN_HARRISBURG
17331 | PA_HARRISBURG_CAPITAL_CIT
17340 | MD_HAGERSTOWN_RGNL_RIC
17342 | PA_MIDDLETOWN_HARRISBURG
17343 | MD_HAGERSTOWN_RGNL_RIC
17344 | PA_HARRISBURG_CAPITAL_CIT
17345 | PA_MIDDLETOWN_HARRISBURG
17350 | PA_HARRISBURG_CAPITAL_CIT
17352 | PA_LANCASTER
17353 | MD_HAGERSTOWN_RGNL_RIC
17354 | PA_MIDDLETOWN_HARRISBURG
17356 | PA_LANCASTER
17358 | PA_HARRISBURG_CAPITAL_CIT
17360 | PA_MIDDLETOWN_HARRISBURG
17363 | PA_LANCASTER
17364 | PA_MIDDLETOWN_HARRISBURG
17365 | PA_HARRISBURG_CAPITAL_CIT
17366 | PA_LANCASTER
17370 | PA_MIDDLETOWN_HARRISBURG
17372 | PA_HARRISBURG_CAPITAL_CIT
17401 | PA_MIDDLETOWN_HARRISBURG
17501 | PA_LANCASTER
17502 | PA_MIDDLETOWN_HARRISBURG
17503 | PA_LANCASTER
17507 | PA_READING_SPAATZ_FIELD
17508 | PA_LANCASTER
17550 | PA_MIDDLETOWN_HARRISBURG
17551 | PA_LANCASTER
17555 | PA_READING_SPAATZ_FIELD
17557 | PA_LANCASTER
17569 | PA_READING_SPAATZ_FIELD
17570 | PA_MIDDLETOWN_HARRISBURG
17572 | PA_LANCASTER
17701 | PA_WILLIAMSPORT_REGIONAL
17729 | PA_BRADFORD_REGIONAL_AP
17730 | PA_WILLIAMSPORT_REGIONAL
17778 | PA_STATE_COLLEGE_[PENN_ST
17779 | PA_WILLIAMSPORT_REGIONAL
17812 | PA_STATE_COLLEGE_[PENN_ST
17813 | PA_WILLIAMSPORT_REGIONAL
17823 | PA_HARRISBURG_CAPITAL_CIT
17824 | PA_WILLIAMSPORT_REGIONAL
17825 | PA_READING_SPAATZ_FIELD
17827 | PA_WILLIAMSPORT_REGIONAL
17830 | PA_HARRISBURG_CAPITAL_CIT
17831 | PA_WILLIAMSPORT_REGIONAL
17836 | PA_MIDDLETOWN_HARRISBURG
17837 | PA_WILLIAMSPORT_REGIONAL
17840 | PA_READING_SPAATZ_FIELD
17841 | PA_STATE_COLLEGE_[PENN_ST
17842 | PA_WILLIAMSPORT_REGIONAL
17843 | PA_STATE_COLLEGE_[PENN_ST
17844 | PA_WILLIAMSPORT_REGIONAL
17851 | PA_READING_SPAATZ_FIELD
17853 | PA_HARRISBURG_CAPITAL_CIT
17855 | PA_WILLIAMSPORT_REGIONAL
17864 | PA_HARRISBURG_CAPITAL_CIT
17865 | PA_WILLIAMSPORT_REGIONAL
17867 | PA_HARRISBURG_CAPITAL_CIT
17868 | PA_WILLIAMSPORT_REGIONAL
17888 | PA_READING_SPAATZ_FIELD
17889 | PA_WILLIAMSPORT_REGIONAL
17901 | PA_READING_SPAATZ_FIELD
17941 | PA_MIDDLETOWN_HARRISBURG
17942 | PA_READING_SPAATZ_FIELD
17957 | PA_MIDDLETOWN_HARRISBURG
17959 | PA_READING_SPAATZ_FIELD
17978 | PA_MIDDLETOWN_HARRISBURG
17979 | PA_READING_SPAATZ_FIELD
17980 | PA_MIDDLETOWN_HARRISBURG
17981 | PA_READING_SPAATZ_FIELD
17983 | PA_MIDDLETOWN_HARRISBURG
17985 | PA_WILKES_BARRE_SCRANTON
18001 | PA_ALLENTOWN_LEHIGH_VALLE
18040 | PA_WILLIAMSPORT_REGIONAL
18041 | PA_ALLENTOWN_LEHIGH_VALLE
18054 | PA_WILLOW_GROVE_NAS
18055 | PA_ALLENTOWN_LEHIGH_VALLE
18059 | PA_MIDDLETOWN_HARRISBURG
18060 | PA_ALLENTOWN_LEHIGH_VALLE
18074 | PA_WILLOW_GROVE_NAS
18076 | PA_ALLENTOWN_LEHIGH_VALLE
18084 | PA_WILLOW_GROVE_NAS
18085 | PA_ALLENTOWN_LEHIGH_VALLE
18201 | PA_WILKES_BARRE_SCRANTON
18211 | PA_ALLENTOWN_LEHIGH_VALLE
18214 | PA_READING_SPAATZ_FIELD
18216 | PA_WILKES_BARRE_SCRANTON
18218 | PA_ALLENTOWN_LEHIGH_VALLE
18219 | PA_WILKES_BARRE_SCRANTON
18220 | PA_READING_SPAATZ_FIELD
18221 | PA_WILKES_BARRE_SCRANTON
18229 | PA_ALLENTOWN_LEHIGH_VALLE
18230 | PA_WILKES_BARRE_SCRANTON
18232 | PA_ALLENTOWN_LEHIGH_VALLE
18234 | PA_WILKES_BARRE_SCRANTON
18235 | PA_ALLENTOWN_LEHIGH_VALLE
18237 | PA_WILKES_BARRE_SCRANTON
18240 | PA_ALLENTOWN_LEHIGH_VALLE
18241 | PA_WILKES_BARRE_SCRANTON
18244 | PA_ALLENTOWN_LEHIGH_VALLE
18246 | PA_WILKES_BARRE_SCRANTON
18250 | PA_ALLENTOWN_LEHIGH_VALLE
18251 | PA_WILKES_BARRE_SCRANTON
18252 | PA_ALLENTOWN_LEHIGH_VALLE
18254 | PA_WILKES_BARRE_SCRANTON
18301 | PA_ALLENTOWN_LEHIGH_VALLE
18323 | PA_WILKES_BARRE_SCRANTON
18324 | PA_ALLENTOWN_LEHIGH_VALLE
18325 | PA_WILKES_BARRE_SCRANTON
18327 | PA_ALLENTOWN_LEHIGH_VALLE
18328 | NY_MONTICELLOAWOS
18330 | PA_ALLENTOWN_LEHIGH_VALLE
18332 | PA_WILKES_BARRE_SCRANTON
18333 | PA_ALLENTOWN_LEHIGH_VALLE
18334 | PA_WILKES_BARRE_SCRANTON
18335 | PA_ALLENTOWN_LEHIGH_VALLE
18336 | NY_MONTICELLOAWOS
18341 | PA_ALLENTOWN_LEHIGH_VALLE
18342 | PA_WILKES_BARRE_SCRANTON
18343 | PA_ALLENTOWN_LEHIGH_VALLE
18344 | PA_WILKES_BARRE_SCRANTON
18351 | PA_ALLENTOWN_LEHIGH_VALLE
18355 | PA_WILKES_BARRE_SCRANTON
18356 | PA_ALLENTOWN_LEHIGH_VALLE
18357 | PA_WILKES_BARRE_SCRANTON
18360 | PA_ALLENTOWN_LEHIGH_VALLE
18370 | PA_WILKES_BARRE_SCRANTON
18372 | PA_ALLENTOWN_LEHIGH_VALLE
18373 | PA_WILKES_BARRE_SCRANTON
18405 | NY_MONTICELLOAWOS
18407 | PA_WILKES_BARRE_SCRANTON
18415 | NY_MONTICELLOAWOS
18416 | PA_WILKES_BARRE_SCRANTON
18417 | NY_MONTICELLOAWOS
18419 | PA_WILKES_BARRE_SCRANTON
18425 | NY_MONTICELLOAWOS
18426 | PA_WILKES_BARRE_SCRANTON
18428 | NY_MONTICELLOAWOS
18430 | PA_WILKES_BARRE_SCRANTON
18431 | NY_MONTICELLOAWOS
18433 | PA_WILKES_BARRE_SCRANTON
18435 | NY_MONTICELLOAWOS
18436 | PA_WILKES_BARRE_SCRANTON
18437 | NY_MONTICELLOAWOS
18438 | PA_WILKES_BARRE_SCRANTON
18439 | NY_MONTICELLOAWOS
18440 | PA_WILKES_BARRE_SCRANTON
18443 | NY_MONTICELLOAWOS
18444 | PA_WILKES_BARRE_SCRANTON
18449 | NY_MONTICELLOAWOS
18451 | PA_WILKES_BARRE_SCRANTON
18454 | NY_MONTICELLOAWOS
18456 | PA_WILKES_BARRE_SCRANTON
18457 | NY_MONTICELLOAWOS
18459 | PA_WILKES_BARRE_SCRANTON
18461 | NY_MONTICELLOAWOS
18462 | NY_BINGHAMTON_EDWIN_A_LIN
18463 | PA_WILKES_BARRE_SCRANTON
18464 | NY_MONTICELLOAWOS
18465 | NY_BINGHAMTON_EDWIN_A_LIN
18466 | PA_WILKES_BARRE_SCRANTON
18469 | NY_MONTICELLOAWOS
18470 | PA_WILKES_BARRE_SCRANTON
18473 | NY_MONTICELLOAWOS
18501 | PA_WILKES_BARRE_SCRANTON
18614 | PA_WILLIAMSPORT_REGIONAL
18615 | PA_WILKES_BARRE_SCRANTON
18616 | PA_WILLIAMSPORT_REGIONAL
18617 | PA_WILKES_BARRE_SCRANTON
18619 | PA_WILLIAMSPORT_REGIONAL
18621 | PA_WILKES_BARRE_SCRANTON
18626 | PA_WILLIAMSPORT_REGIONAL
18627 | PA_WILKES_BARRE_SCRANTON
18631 | PA_WILLIAMSPORT_REGIONAL
18634 | PA_WILKES_BARRE_SCRANTON
18801 | NY_BINGHAMTON_EDWIN_A_LIN
18810 | NY_ELMIRA_CORNING_REGIONA
18812 | NY_BINGHAMTON_EDWIN_A_LIN
18813 | PA_WILKES_BARRE_SCRANTON
18814 | NY_ELMIRA_CORNING_REGIONA
18815 | NY_BINGHAMTON_EDWIN_A_LIN
18816 | PA_WILKES_BARRE_SCRANTON
18817 | NY_ELMIRA_CORNING_REGIONA
18818 | NY_BINGHAMTON_EDWIN_A_LIN
18823 | PA_WILKES_BARRE_SCRANTON
18825 | NY_BINGHAMTON_EDWIN_A_LIN
18826 | PA_WILKES_BARRE_SCRANTON
18827 | NY_BINGHAMTON_EDWIN_A_LIN
18831 | NY_ELMIRA_CORNING_REGIONA
18833 | PA_WILLIAMSPORT_REGIONAL
18834 | NY_BINGHAMTON_EDWIN_A_LIN
18840 | NY_ELMIRA_CORNING_REGIONA
18842 | PA_WILKES_BARRE_SCRANTON
18843 | NY_BINGHAMTON_EDWIN_A_LIN
18844 | PA_WILKES_BARRE_SCRANTON
18845 | NY_BINGHAMTON_EDWIN_A_LIN
18846 | PA_WILKES_BARRE_SCRANTON
18847 | NY_BINGHAMTON_EDWIN_A_LIN
18848 | NY_ELMIRA_CORNING_REGIONA
18851 | NY_BINGHAMTON_EDWIN_A_LIN
18853 | PA_WILKES_BARRE_SCRANTON
18854 | NY_BINGHAMTON_EDWIN_A_LIN
18901 | PA_WILLOW_GROVE_NAS
18921 | PA_ALLENTOWN_LEHIGH_VALLE
18922 | PA_WILLOW_GROVE_NAS
18930 | PA_ALLENTOWN_LEHIGH_VALLE
18931 | PA_WILLOW_GROVE_NAS
18933 | NJ_TRENTON_MERCER_COUNTY
18934 | PA_WILLOW_GROVE_NAS
18935 | PA_ALLENTOWN_LEHIGH_VALLE
18936 | PA_WILLOW_GROVE_NAS
18938 | NJ_TRENTON_MERCER_COUNTY
18942 | PA_WILLOW_GROVE_NAS
18946 | NJ_TRENTON_MERCER_COUNTY
18947 | PA_WILLOW_GROVE_NAS
18951 | PA_ALLENTOWN_LEHIGH_VALLE
18954 | PA_WILLOW_GROVE_NAS
18955 | PA_ALLENTOWN_LEHIGH_VALLE
18956 | PA_WILLOW_GROVE_NAS
18963 | NJ_TRENTON_MERCER_COUNTY
18964 | PA_WILLOW_GROVE_NAS
18966 | PA_PHILADELPHIA_NE_PHILAD
18968 | PA_ALLENTOWN_LEHIGH_VALLE
18969 | PA_WILLOW_GROVE_NAS
18970 | PA_ALLENTOWN_LEHIGH_VALLE
18971 | PA_WILLOW_GROVE_NAS
18972 | PA_ALLENTOWN_LEHIGH_VALLE
18974 | PA_WILLOW_GROVE_NAS
18977 | NJ_TRENTON_MERCER_COUNTY
18979 | PA_WILLOW_GROVE_NAS
18981 | PA_ALLENTOWN_LEHIGH_VALLE
18991 | PA_WILLOW_GROVE_NAS
19003 | PA_PHILADELPHIA_INTERNATI
19006 | PA_PHILADELPHIA_NE_PHILAD
19008 | PA_PHILADELPHIA_INTERNATI
19009 | PA_PHILADELPHIA_NE_PHILAD
19010 | PA_PHILADELPHIA_INTERNATI
19012 | PA_PHILADELPHIA_NE_PHILAD
19013 | PA_PHILADELPHIA_INTERNATI
19020 | PA_PHILADELPHIA_NE_PHILAD
19022 | PA_PHILADELPHIA_INTERNATI
19025 | PA_WILLOW_GROVE_NAS
19026 | PA_PHILADELPHIA_INTERNATI
19027 | PA_PHILADELPHIA_NE_PHILAD
19028 | PA_PHILADELPHIA_INTERNATI
19030 | NJ_TRENTON_MERCER_COUNTY
19031 | PA_WILLOW_GROVE_NAS
19032 | PA_PHILADELPHIA_INTERNATI
19034 | PA_WILLOW_GROVE_NAS
19035 | PA_PHILADELPHIA_INTERNATI
19038 | PA_WILLOW_GROVE_NAS
19039 | PA_PHILADELPHIA_INTERNATI
19040 | PA_WILLOW_GROVE_NAS
19041 | PA_PHILADELPHIA_INTERNATI
19044 | PA_WILLOW_GROVE_NAS
19046 | PA_PHILADELPHIA_NE_PHILAD
19050 | PA_PHILADELPHIA_INTERNATI
19053 | PA_PHILADELPHIA_NE_PHILAD
19054 | NJ_TRENTON_MERCER_COUNTY
19056 | PA_PHILADELPHIA_NE_PHILAD
19058 | NJ_TRENTON_MERCER_COUNTY
19061 | PA_PHILADELPHIA_INTERNATI
19067 | NJ_TRENTON_MERCER_COUNTY
19070 | PA_PHILADELPHIA_INTERNATI
19075 | PA_WILLOW_GROVE_NAS
19076 | PA_PHILADELPHIA_INTERNATI
19090 | PA_WILLOW_GROVE_NAS
19091 | PA_PHILADELPHIA_INTERNATI
19095 | PA_PHILADELPHIA_NE_PHILAD
19096 | PA_PHILADELPHIA_INTERNATI
19111 | PA_PHILADELPHIA_NE_PHILAD
19112 | PA_PHILADELPHIA_INTERNATI
19114 | PA_PHILADELPHIA_NE_PHILAD
19118 | PA_WILLOW_GROVE_NAS
19119 | PA_PHILADELPHIA_NE_PHILAD
19121 | PA_PHILADELPHIA_INTERNATI
19124 | PA_PHILADELPHIA_NE_PHILAD
19127 | PA_PHILADELPHIA_INTERNATI
19128 | PA_WILLOW_GROVE_NAS
19129 | PA_PHILADELPHIA_NE_PHILAD
19130 | PA_PHILADELPHIA_INTERNATI
19133 | PA_PHILADELPHIA_NE_PHILAD
19139 | PA_PHILADELPHIA_INTERNATI
19140 | PA_PHILADELPHIA_NE_PHILAD
19142 | PA_PHILADELPHIA_INTERNATI
19144 | PA_PHILADELPHIA_NE_PHILAD
19145 | PA_PHILADELPHIA_INTERNATI
19149 | PA_PHILADELPHIA_NE_PHILAD
19151 | PA_PHILADELPHIA_INTERNATI
19152 | PA_PHILADELPHIA_NE_PHILAD
19153 | PA_PHILADELPHIA_INTERNATI
19154 | PA_PHILADELPHIA_NE_PHILAD
19155 | PA_PHILADELPHIA_INTERNATI
19194 | PA_PHILADELPHIA_NE_PHILAD
19196 | PA_PHILADELPHIA_INTERNATI
19310 | PA_LANCASTER
19311 | DE_WILMINGTON_NEW_CASTLE
19312 | PA_PHILADELPHIA_INTERNATI
19316 | PA_READING_SPAATZ_FIELD
19317 | DE_WILMINGTON_NEW_CASTLE
19319 | PA_PHILADELPHIA_INTERNATI
19320 | DE_WILMINGTON_NEW_CASTLE
19331 | PA_PHILADELPHIA_INTERNATI
19335 | DE_WILMINGTON_NEW_CASTLE
19339 | PA_PHILADELPHIA_INTERNATI
19343 | PA_READING_SPAATZ_FIELD
19345 | PA_PHILADELPHIA_INTERNATI
19346 | DE_WILMINGTON_NEW_CASTLE
19353 | PA_PHILADELPHIA_INTERNATI
19354 | PA_READING_SPAATZ_FIELD
19355 | PA_PHILADELPHIA_INTERNATI
19357 | DE_WILMINGTON_NEW_CASTLE
19365 | PA_LANCASTER
19366 | DE_WILMINGTON_NEW_CASTLE
19367 | PA_LANCASTER
19371 | PA_READING_SPAATZ_FIELD
19372 | DE_WILMINGTON_NEW_CASTLE
19373 | PA_PHILADELPHIA_INTERNATI
19374 | DE_WILMINGTON_NEW_CASTLE
19376 | PA_LANCASTER
19380 | PA_PHILADELPHIA_INTERNATI
19382 | DE_WILMINGTON_NEW_CASTLE
19395 | PA_PHILADELPHIA_INTERNATI
19401 | PA_WILLOW_GROVE_NAS
19421 | PA_READING_SPAATZ_FIELD
19422 | PA_WILLOW_GROVE_NAS
19425 | PA_READING_SPAATZ_FIELD
19426 | PA_WILLOW_GROVE_NAS
19432 | PA_PHILADELPHIA_INTERNATI
19435 | PA_READING_SPAATZ_FIELD
19436 | PA_WILLOW_GROVE_NAS
19457 | PA_READING_SPAATZ_FIELD
19460 | PA_WILLOW_GROVE_NAS
19464 | PA_READING_SPAATZ_FIELD
19468 | PA_WILLOW_GROVE_NAS
19470 | PA_READING_SPAATZ_FIELD
19473 | PA_WILLOW_GROVE_NAS
19480 | PA_READING_SPAATZ_FIELD
19481 | PA_WILLOW_GROVE_NAS
19501 | PA_READING_SPAATZ_FIELD
19503 | PA_ALLENTOWN_LEHIGH_VALLE
19505 | PA_READING_SPAATZ_FIELD
19529 | PA_ALLENTOWN_LEHIGH_VALLE
19530 | PA_READING_SPAATZ_FIELD
19538 | PA_ALLENTOWN_LEHIGH_VALLE
19539 | PA_READING_SPAATZ_FIELD
19562 | PA_ALLENTOWN_LEHIGH_VALLE
19564 | PA_READING_SPAATZ_FIELD
19701 | DE_WILMINGTON_NEW_CASTLE
19901 | DE_DOVER_AFB
19930 | MD_SALISBURY_WICOMICO_CO
19934 | DE_DOVER_AFB
19939 | MD_SALISBURY_WICOMICO_CO
19941 | DE_DOVER_AFB
19944 | MD_SALISBURY_WICOMICO_CO
19946 | DE_DOVER_AFB
19947 | MD_SALISBURY_WICOMICO_CO
19950 | DE_DOVER_AFB
19951 | NJ_CAPE_MAY_CO
19952 | DE_DOVER_AFB
19956 | MD_SALISBURY_WICOMICO_CO
19958 | NJ_CAPE_MAY_CO
19960 | MD_SALISBURY_WICOMICO_CO
19961 | DE_DOVER_AFB
19966 | MD_SALISBURY_WICOMICO_CO
19968 | DE_DOVER_AFB
19969 | NJ_CAPE_MAY_CO
19970 | MD_SALISBURY_WICOMICO_CO
19971 | NJ_CAPE_MAY_CO
19973 | MD_SALISBURY_WICOMICO_CO
19977 | DE_DOVER_AFB
20001 | VA_WASHINGTON_DC_REAGAN_A
20041 | VA_WASHINGTON_DC_DULLES_I
20042 | VA_WASHINGTON_DC_REAGAN_A
20101 | WV_MARTINSBURG_EASTERN_WV
20102 | VA_LEESBURG_GODFREY
20106 | VA_MANASSAS_MUNIAWOS
20107 | VA_WASHINGTON_DC_DULLES_I
20108 | VA_MANASSAS_MUNIAWOS
20109 | NJ_CAPE_MAY_CO
20110 | VA_MANASSAS_MUNIAWOS
20117 | VA_LEESBURG_GODFREY
20119 | VA_MANASSAS_MUNIAWOS
20129 | VA_LEESBURG_GODFREY
20130 | VA_WINCHESTER_RGNL
20131 | VA_LEESBURG_GODFREY
20136 | VA_MANASSAS_MUNIAWOS
20140 | VA_LEESBURG_GODFREY
20143 | VA_MANASSAS_MUNIAWOS
20144 | VA_WINCHESTER_RGNL
20146 | VA_WASHINGTON_DC_DULLES_I
20153 | VA_DAVISON_AAF
20155 | VA_MANASSAS_MUNIAWOS
20158 | VA_LEESBURG_GODFREY
20163 | VA_WASHINGTON_DC_DULLES_I
20175 | VA_LEESBURG_GODFREY
20181 | VA_MANASSAS_MUNIAWOS
20184 | VA_LEESBURG_GODFREY
20186 | VA_MANASSAS_MUNIAWOS
20190 | VA_WASHINGTON_DC_DULLES_I
20197 | VA_LEESBURG_GODFREY
20198 | VA_MANASSAS_MUNIAWOS
20199 | VA_LEESBURG_GODFREY
20201 | VA_WASHINGTON_DC_REAGAN_A
20601 | MD_ANDREWS_AFB
20603 | VA_DAVISON_AAF
20604 | MD_ANDREWS_AFB
20606 | MD_PATUXENT_RIVER_NAS
20607 | VA_DAVISON_AAF
20608 | MD_ANDREWS_AFB
20609 | MD_PATUXENT_RIVER_NAS
20611 | VA_QUANTICO_MCAS
20612 | MD_PATUXENT_RIVER_NAS
20613 | MD_ANDREWS_AFB
20615 | MD_PATUXENT_RIVER_NAS
20616 | VA_DAVISON_AAF
20617 | MD_ANDREWS_AFB
20618 | MD_PATUXENT_RIVER_NAS
20622 | MD_ANDREWS_AFB
20624 | MD_PATUXENT_RIVER_NAS
20632 | VA_QUANTICO_MCAS
20634 | MD_PATUXENT_RIVER_NAS
20637 | MD_ANDREWS_AFB
20640 | VA_DAVISON_AAF
20643 | VA_QUANTICO_MCAS
20646 | VA_DAVISON_AAF
20650 | MD_PATUXENT_RIVER_NAS
20658 | VA_QUANTICO_MCAS
20659 | MD_PATUXENT_RIVER_NAS
20661 | VA_QUANTICO_MCAS
20667 | MD_PATUXENT_RIVER_NAS
20675 | VA_DAVISON_AAF
20676 | MD_PATUXENT_RIVER_NAS
20677 | VA_QUANTICO_MCAS
20678 | MD_PATUXENT_RIVER_NAS
20689 | MD_ANDREWS_AFB
20690 | MD_PATUXENT_RIVER_NAS
20693 | VA_QUANTICO_MCAS
20695 | VA_DAVISON_AAF
20697 | VA_WASHINGTON_DC_REAGAN_A
20701 | MD_BALTIMORE_BLT_WASHNGTN
20703 | MD_ANDREWS_AFB
20704 | VA_WASHINGTON_DC_REAGAN_A
20706 | MD_ANDREWS_AFB
20707 | MD_BALTIMORE_BLT_WASHNGTN
20710 | VA_WASHINGTON_DC_REAGAN_A
20711 | MD_ANDREWS_AFB
20712 | VA_WASHINGTON_DC_REAGAN_A
20714 | MD_ANDREWS_AFB
20717 | MD_BALTIMORE_BLT_WASHNGTN
20720 | MD_ANDREWS_AFB
20722 | VA_WASHINGTON_DC_REAGAN_A
20723 | MD_BALTIMORE_BLT_WASHNGTN
20731 | VA_WASHINGTON_DC_REAGAN_A
20732 | MD_ANDREWS_AFB
20737 | VA_WASHINGTON_DC_REAGAN_A
20743 | MD_ANDREWS_AFB
20745 | VA_WASHINGTON_DC_REAGAN_A
20746 | MD_ANDREWS_AFB
20750 | VA_WASHINGTON_DC_REAGAN_A
20751 | MD_ANDREWS_AFB
20755 | MD_BALTIMORE_BLT_WASHNGTN
20757 | MD_ANDREWS_AFB
20759 | MD_BALTIMORE_BLT_WASHNGTN
20762 | MD_ANDREWS_AFB
20763 | MD_BALTIMORE_BLT_WASHNGTN
20764 | MD_ANDREWS_AFB
20768 | VA_WASHINGTON_DC_REAGAN_A
20769 | MD_ANDREWS_AFB
20770 | VA_WASHINGTON_DC_REAGAN_A
20772 | MD_ANDREWS_AFB
20777 | MD_BALTIMORE_BLT_WASHNGTN
20778 | MD_ANDREWS_AFB
20781 | VA_WASHINGTON_DC_REAGAN_A
20784 | MD_ANDREWS_AFB
20787 | VA_WASHINGTON_DC_REAGAN_A
20794 | MD_BALTIMORE_BLT_WASHNGTN
20799 | MD_ANDREWS_AFB
20800 | VA_WASHINGTON_DC_REAGAN_A
20833 | MD_BALTIMORE_BLT_WASHNGTN
20837 | VA_LEESBURG_GODFREY
20847 | VA_WASHINGTON_DC_REAGAN_A
20859 | VA_WASHINGTON_DC_DULLES_I
20860 | MD_BALTIMORE_BLT_WASHNGTN
20871 | VA_LEESBURG_GODFREY
20874 | VA_WASHINGTON_DC_DULLES_I
20889 | VA_WASHINGTON_DC_REAGAN_A
20898 | VA_WASHINGTON_DC_DULLES_I
20901 | VA_WASHINGTON_DC_REAGAN_A
21001 | DE_WILMINGTON_NEW_CASTLE
21009 | MD_BALTIMORE_BLT_WASHNGTN
21028 | DE_WILMINGTON_NEW_CASTLE
21029 | MD_BALTIMORE_BLT_WASHNGTN
21034 | DE_WILMINGTON_NEW_CASTLE
21035 | MD_ANDREWS_AFB
21036 | MD_BALTIMORE_BLT_WASHNGTN
21053 | PA_MIDDLETOWN_HARRISBURG
21054 | MD_BALTIMORE_BLT_WASHNGTN
21078 | DE_WILMINGTON_NEW_CASTLE
21080 | MD_BALTIMORE_BLT_WASHNGTN
21088 | PA_MIDDLETOWN_HARRISBURG
21090 | MD_BALTIMORE_BLT_WASHNGTN
21105 | PA_LANCASTER
21106 | MD_ANDREWS_AFB
21108 | MD_BALTIMORE_BLT_WASHNGTN
21132 | PA_LANCASTER
21133 | MD_BALTIMORE_BLT_WASHNGTN
21154 | PA_LANCASTER
21155 | MD_BALTIMORE_BLT_WASHNGTN
21160 | PA_LANCASTER
21162 | MD_BALTIMORE_BLT_WASHNGTN
21501 | WV_MARTINSBURG_EASTERN_WV
21520 | WV_MORGANTOWN_HART_FIELD
21524 | PA_JOHNSTOWN_CAMBRIA_COUN
21530 | WV_MARTINSBURG_EASTERN_WV
21531 | WV_MORGANTOWN_HART_FIELD
21532 | PA_JOHNSTOWN_CAMBRIA_COUN
21536 | WV_MORGANTOWN_HART_FIELD
21539 | PA_JOHNSTOWN_CAMBRIA_COUN
21540 | WV_MORGANTOWN_HART_FIELD
21542 | PA_JOHNSTOWN_CAMBRIA_COUN
21550 | WV_MORGANTOWN_HART_FIELD
21555 | WV_MARTINSBURG_EASTERN_WV
21556 | VA_WINCHESTER_RGNL
21560 | WV_MARTINSBURG_EASTERN_WV
21561 | WV_MORGANTOWN_HART_FIELD
21601 | MD_PATUXENT_RIVER_NAS
21607 | DE_DOVER_AFB
21609 | MD_SALISBURY_WICOMICO_CO
21610 | DE_WILMINGTON_NEW_CASTLE
21612 | MD_ANDREWS_AFB
21613 | MD_PATUXENT_RIVER_NAS
21617 | DE_DOVER_AFB
21619 | MD_BALTIMORE_BLT_WASHNGTN
21620 | DE_DOVER_AFB
21622 | MD_PATUXENT_RIVER_NAS
21623 | DE_DOVER_AFB
21624 | MD_BALTIMORE_BLT_WASHNGTN
21625 | DE_DOVER_AFB
21626 | MD_PATUXENT_RIVER_NAS
21628 | DE_DOVER_AFB
21631 | MD_SALISBURY_WICOMICO_CO
21634 | MD_PATUXENT_RIVER_NAS
21635 | DE_DOVER_AFB
21638 | MD_BALTIMORE_BLT_WASHNGTN
21639 | DE_DOVER_AFB
21643 | MD_SALISBURY_WICOMICO_CO
21644 | DE_DOVER_AFB
21647 | MD_ANDREWS_AFB
21648 | MD_PATUXENT_RIVER_NAS
21649 | DE_DOVER_AFB
21652 | MD_PATUXENT_RIVER_NAS
21655 | DE_DOVER_AFB
21658 | MD_BALTIMORE_BLT_WASHNGTN
21659 | MD_SALISBURY_WICOMICO_CO
21660 | DE_DOVER_AFB
21661 | MD_BALTIMORE_BLT_WASHNGTN
21662 | MD_PATUXENT_RIVER_NAS
21664 | MD_SALISBURY_WICOMICO_CO
21665 | MD_ANDREWS_AFB
21666 | MD_BALTIMORE_BLT_WASHNGTN
21667 | DE_WILMINGTON_NEW_CASTLE
21668 | DE_DOVER_AFB
21669 | MD_PATUXENT_RIVER_NAS
21670 | DE_DOVER_AFB
21671 | MD_PATUXENT_RIVER_NAS
21676 | MD_ANDREWS_AFB
21677 | MD_PATUXENT_RIVER_NAS
21678 | MD_BALTIMORE_BLT_WASHNGTN
21681 | DE_DOVER_AFB
21701 | VA_LEESBURG_GODFREY
21702 | MD_HAGERSTOWN_RGNL_RIC
21703 | VA_LEESBURG_GODFREY
21711 | MD_HAGERSTOWN_RGNL_RIC
21715 | WV_MARTINSBURG_EASTERN_WV
21716 | VA_LEESBURG_GODFREY
21718 | WV_MARTINSBURG_EASTERN_WV
21719 | MD_HAGERSTOWN_RGNL_RIC
21723 | MD_BALTIMORE_BLT_WASHNGTN
21727 | MD_HAGERSTOWN_RGNL_RIC
21736 | WV_MARTINSBURG_EASTERN_WV
21737 | MD_BALTIMORE_BLT_WASHNGTN
21740 | MD_HAGERSTOWN_RGNL_RIC
21750 | WV_MARTINSBURG_EASTERN_WV
21754 | VA_LEESBURG_GODFREY
21756 | MD_HAGERSTOWN_RGNL_RIC
21758 | VA_LEESBURG_GODFREY
21759 | MD_HAGERSTOWN_RGNL_RIC
21765 | MD_BALTIMORE_BLT_WASHNGTN
21766 | WV_MARTINSBURG_EASTERN_WV
21767 | MD_HAGERSTOWN_RGNL_RIC
21770 | VA_LEESBURG_GODFREY
21771 | MD_BALTIMORE_BLT_WASHNGTN
21773 | MD_HAGERSTOWN_RGNL_RIC
21774 | VA_LEESBURG_GODFREY
21775 | MD_HAGERSTOWN_RGNL_RIC
21776 | MD_BALTIMORE_BLT_WASHNGTN
21777 | VA_LEESBURG_GODFREY
21778 | MD_HAGERSTOWN_RGNL_RIC
21779 | WV_MARTINSBURG_EASTERN_WV
21780 | MD_HAGERSTOWN_RGNL_RIC
21782 | WV_MARTINSBURG_EASTERN_WV
21783 | MD_HAGERSTOWN_RGNL_RIC
21784 | MD_BALTIMORE_BLT_WASHNGTN
21787 | MD_HAGERSTOWN_RGNL_RIC
21790 | VA_LEESBURG_GODFREY
21791 | MD_HAGERSTOWN_RGNL_RIC
21794 | MD_BALTIMORE_BLT_WASHNGTN
21795 | MD_HAGERSTOWN_RGNL_RIC
21797 | MD_BALTIMORE_BLT_WASHNGTN
21798 | MD_HAGERSTOWN_RGNL_RIC
21801 | MD_SALISBURY_WICOMICO_CO
21817 | VA_MELFA_ACCOMACK_ARPT
21820 | MD_SALISBURY_WICOMICO_CO
21824 | VA_MELFA_ACCOMACK_ARPT
21826 | MD_SALISBURY_WICOMICO_CO
21866 | VA_MELFA_ACCOMACK_ARPT
21867 | MD_SALISBURY_WICOMICO_CO
21869 | MD_PATUXENT_RIVER_NAS
21870 | MD_SALISBURY_WICOMICO_CO
21901 | DE_WILMINGTON_NEW_CASTLE
22002 | VA_MANASSAS_MUNIAWOS
22003 | VA_DAVISON_AAF
22026 | VA_QUANTICO_MCAS
22027 | VA_WASHINGTON_DC_REAGAN_A
22030 | VA_DAVISON_AAF
22033 | VA_WASHINGTON_DC_DULLES_I
22034 | VA_QUANTICO_MCAS
22035 | VA_DAVISON_AAF
22036 | VA_MANASSAS_MUNIAWOS
22037 | VA_DAVISON_AAF
22040 | VA_WASHINGTON_DC_REAGAN_A
22060 | VA_DAVISON_AAF
22066 | VA_WASHINGTON_DC_DULLES_I
22079 | VA_DAVISON_AAF
22081 | VA_WASHINGTON_DC_REAGAN_A
22092 | VA_WASHINGTON_DC_DULLES_I
22101 | VA_WASHINGTON_DC_REAGAN_A
22121 | VA_DAVISON_AAF
22124 | VA_WASHINGTON_DC_DULLES_I
22125 | VA_DAVISON_AAF
22134 | VA_QUANTICO_MCAS
22150 | VA_DAVISON_AAF
22172 | VA_QUANTICO_MCAS
22180 | VA_WASHINGTON_DC_REAGAN_A
22181 | VA_WASHINGTON_DC_DULLES_I
22191 | VA_DAVISON_AAF
22201 | VA_WASHINGTON_DC_REAGAN_A
22306 | VA_DAVISON_AAF
22307 | VA_WASHINGTON_DC_DULLES_I
22308 | VA_DAVISON_AAF
22311 | VA_WASHINGTON_DC_REAGAN_A
22401 | VA_SHANNON_ARPT
22430 | VA_QUANTICO_MCAS
22432 | MD_PATUXENT_RIVER_NAS
22433 | VA_SHANNON_ARPT
22435 | MD_PATUXENT_RIVER_NAS
22436 | VA_SHANNON_ARPT
22437 | VA_RICHMOND_INTERNATIONAL
22438 | VA_SHANNON_ARPT
22442 | MD_PATUXENT_RIVER_NAS
22443 | VA_QUANTICO_MCAS
22446 | VA_SHANNON_ARPT
22448 | VA_QUANTICO_MCAS
22451 | VA_SHANNON_ARPT
22454 | VA_RICHMOND_INTERNATIONAL
22456 | MD_PATUXENT_RIVER_NAS
22463 | VA_QUANTICO_MCAS
22469 | MD_PATUXENT_RIVER_NAS
22471 | VA_SHANNON_ARPT
22472 | MD_PATUXENT_RIVER_NAS
22476 | VA_SHANNON_ARPT
22480 | VA_MELFA_ACCOMACK_ARPT
22481 | VA_SHANNON_ARPT
22482 | VA_MELFA_ACCOMACK_ARPT
22485 | VA_SHANNON_ARPT
22488 | MD_PATUXENT_RIVER_NAS
22501 | VA_SHANNON_ARPT
22503 | MD_PATUXENT_RIVER_NAS
22504 | VA_RICHMOND_INTERNATIONAL
22507 | MD_PATUXENT_RIVER_NAS
22508 | VA_SHANNON_ARPT
22511 | MD_PATUXENT_RIVER_NAS
22514 | VA_SHANNON_ARPT
22517 | MD_PATUXENT_RIVER_NAS
22526 | VA_QUANTICO_MCAS
22528 | MD_PATUXENT_RIVER_NAS
22534 | VA_SHANNON_ARPT
22539 | VA_MELFA_ACCOMACK_ARPT
22542 | VA_SHANNON_ARPT
22545 | VA_QUANTICO_MCAS
22546 | VA_SHANNON_ARPT
22548 | MD_PATUXENT_RIVER_NAS
22552 | VA_SHANNON_ARPT
22554 | VA_QUANTICO_MCAS
22558 | MD_PATUXENT_RIVER_NAS
22565 | VA_SHANNON_ARPT
22567 | VA_CHARLOTTESVILLE_FAA
22568 | VA_SHANNON_ARPT
22570 | MD_PATUXENT_RIVER_NAS
22576 | VA_NEWPORT_NEWS
22577 | MD_PATUXENT_RIVER_NAS
22578 | VA_MELFA_ACCOMACK_ARPT
22579 | MD_PATUXENT_RIVER_NAS
22580 | VA_SHANNON_ARPT
22581 | MD_PATUXENT_RIVER_NAS
22601 | VA_WINCHESTER_RGNL
22701 | VA_MANASSAS_MUNIAWOS
22709 | VA_CHARLOTTESVILLE_FAA
22712 | VA_MANASSAS_MUNIAWOS
22713 | VA_CHARLOTTESVILLE_FAA
22714 | VA_MANASSAS_MUNIAWOS
22715 | VA_CHARLOTTESVILLE_FAA
22716 | VA_MANASSAS_MUNIAWOS
22719 | VA_CHARLOTTESVILLE_FAA
22720 | VA_SHANNON_ARPT
22721 | VA_CHARLOTTESVILLE_FAA
22724 | VA_MANASSAS_MUNIAWOS
22725 | VA_CHARLOTTESVILLE_FAA
22726 | VA_SHANNON_ARPT
22727 | VA_CHARLOTTESVILLE_FAA
22728 | VA_MANASSAS_MUNIAWOS
22729 | VA_CHARLOTTESVILLE_FAA
22734 | VA_MANASSAS_MUNIAWOS
22735 | VA_CHARLOTTESVILLE_FAA
22736 | VA_SHANNON_ARPT
22737 | VA_MANASSAS_MUNIAWOS
22738 | VA_CHARLOTTESVILLE_FAA
22739 | VA_MANASSAS_MUNIAWOS
22740 | VA_WINCHESTER_RGNL
22741 | VA_SHANNON_ARPT
22743 | VA_CHARLOTTESVILLE_FAA
22746 | VA_MANASSAS_MUNIAWOS
22747 | VA_WINCHESTER_RGNL
22748 | VA_CHARLOTTESVILLE_FAA
22801 | VA_STAUNTON_SHENANDOAH
22824 | VA_WINCHESTER_RGNL
22827 | VA_STAUNTON_SHENANDOAH
22901 | VA_CHARLOTTESVILLE_FAA
22920 | VA_STAUNTON_SHENANDOAH
22922 | VA_LYNCHBURG_REGIONAL_ARP
22923 | VA_CHARLOTTESVILLE_FAA
22939 | VA_STAUNTON_SHENANDOAH
22940 | VA_CHARLOTTESVILLE_FAA
22943 | VA_STAUNTON_SHENANDOAH
22945 | VA_CHARLOTTESVILLE_FAA
22949 | VA_LYNCHBURG_REGIONAL_ARP
22952 | VA_STAUNTON_SHENANDOAH
22953 | VA_CHARLOTTESVILLE_FAA
22954 | VA_LYNCHBURG_REGIONAL_ARP
22957 | VA_CHARLOTTESVILLE_FAA
22958 | VA_STAUNTON_SHENANDOAH
22959 | VA_CHARLOTTESVILLE_FAA
22964 | VA_LYNCHBURG_REGIONAL_ARP
22965 | VA_CHARLOTTESVILLE_FAA
22967 | VA_LYNCHBURG_REGIONAL_ARP
22968 | VA_CHARLOTTESVILLE_FAA
22971 | VA_LYNCHBURG_REGIONAL_ARP
22972 | VA_CHARLOTTESVILLE_FAA
22976 | VA_STAUNTON_SHENANDOAH
22987 | VA_CHARLOTTESVILLE_FAA
23001 | VA_NEWPORT_NEWS
23002 | VA_DINWIDDIE_CO
23003 | VA_NEWPORT_NEWS
23004 | VA_FARMVILLE
23005 | VA_RICHMOND_INTERNATIONAL
23015 | VA_SHANNON_ARPT
23017 | VA_NEWPORT_NEWS
23022 | VA_FARMVILLE
23023 | VA_RICHMOND_INTERNATIONAL
23024 | VA_SHANNON_ARPT
23025 | VA_NEWPORT_NEWS
23027 | VA_FARMVILLE
23030 | VA_RICHMOND_INTERNATIONAL
23031 | VA_NEWPORT_NEWS
23032 | VA_RICHMOND_INTERNATIONAL
23035 | VA_NEWPORT_NEWS
23038 | VA_CHARLOTTESVILLE_FAA
23039 | VA_RICHMOND_INTERNATIONAL
23040 | VA_FARMVILLE
23043 | VA_NEWPORT_NEWS
23047 | VA_RICHMOND_INTERNATIONAL
23050 | VA_NEWPORT_NEWS
23054 | VA_CHARLOTTESVILLE_FAA
23056 | VA_NEWPORT_NEWS
23058 | VA_RICHMOND_INTERNATIONAL
23061 | VA_NEWPORT_NEWS
23063 | VA_FARMVILLE
23064 | VA_NEWPORT_NEWS
23065 | VA_CHARLOTTESVILLE_FAA
23066 | VA_NEWPORT_NEWS
23067 | VA_CHARLOTTESVILLE_FAA
23068 | VA_NEWPORT_NEWS
23069 | VA_RICHMOND_INTERNATIONAL
23070 | VA_NEWPORT_NEWS
23075 | VA_RICHMOND_INTERNATIONAL
23076 | VA_NEWPORT_NEWS
23079 | VA_RICHMOND_INTERNATIONAL
23081 | VA_NEWPORT_NEWS
23083 | VA_FARMVILLE
23084 | VA_CHARLOTTESVILLE_FAA
23085 | VA_RICHMOND_INTERNATIONAL
23090 | VA_NEWPORT_NEWS
23091 | VA_RICHMOND_INTERNATIONAL
23092 | VA_NEWPORT_NEWS
23093 | VA_CHARLOTTESVILLE_FAA
23101 | VA_FARMVILLE
23102 | VA_RICHMOND_INTERNATIONAL
23105 | VA_DINWIDDIE_CO
23106 | VA_RICHMOND_INTERNATIONAL
23107 | VA_NEWPORT_NEWS
23108 | VA_RICHMOND_INTERNATIONAL
23109 | VA_NEWPORT_NEWS
23111 | VA_RICHMOND_INTERNATIONAL
23112 | VA_DINWIDDIE_CO
23113 | VA_RICHMOND_INTERNATIONAL
23117 | VA_SHANNON_ARPT
23119 | VA_NEWPORT_NEWS
23120 | VA_DINWIDDIE_CO
23123 | VA_FARMVILLE
23124 | VA_RICHMOND_INTERNATIONAL
23125 | VA_LANGLEY_AFB
23126 | VA_RICHMOND_INTERNATIONAL
23127 | VA_NEWPORT_NEWS
23129 | VA_RICHMOND_INTERNATIONAL
23130 | VA_NEWPORT_NEWS
23139 | VA_FARMVILLE
23140 | VA_RICHMOND_INTERNATIONAL
23149 | VA_NEWPORT_NEWS
23150 | VA_RICHMOND_INTERNATIONAL
23153 | VA_CHARLOTTESVILLE_FAA
23154 | VA_NEWPORT_NEWS
23160 | VA_RICHMOND_INTERNATIONAL
23163 | VA_LANGLEY_AFB
23168 | VA_NEWPORT_NEWS
23170 | VA_CHARLOTTESVILLE_FAA
23173 | VA_RICHMOND_INTERNATIONAL
23175 | VA_NEWPORT_NEWS
23177 | VA_RICHMOND_INTERNATIONAL
23178 | VA_NEWPORT_NEWS
23180 | VA_RICHMOND_INTERNATIONAL
23183 | VA_NEWPORT_NEWS
23192 | VA_RICHMOND_INTERNATIONAL
23301 | VA_MELFA_ACCOMACK_ARPT
23304 | VA_NEWPORT_NEWS
23306 | VA_MELFA_ACCOMACK_ARPT
23310 | VA_LANGLEY_AFB
23314 | VA_NEWPORT_NEWS
23315 | VA_FRANKLIN_NAAS
23316 | VA_LANGLEY_AFB
23320 | VA_NORFOLK_INTERNATIONAL
23321 | VA_NORFOLK_NAS
23322 | VA_OCEANA_NAS
23323 | VA_NORFOLK_INTERNATIONAL
23336 | MD_SALISBURY_WICOMICO_CO
23337 | VA_MELFA_ACCOMACK_ARPT
23356 | MD_SALISBURY_WICOMICO_CO
23357 | VA_MELFA_ACCOMACK_ARPT
23395 | MD_SALISBURY_WICOMICO_CO
23396 | VA_MELFA_ACCOMACK_ARPT
23397 | VA_FRANKLIN_NAAS
23398 | VA_MELFA_ACCOMACK_ARPT
23415 | MD_SALISBURY_WICOMICO_CO
23416 | VA_MELFA_ACCOMACK_ARPT
23424 | VA_NEWPORT_NEWS
23426 | VA_MELFA_ACCOMACK_ARPT
23429 | VA_LANGLEY_AFB
23430 | VA_NEWPORT_NEWS
23432 | VA_NORFOLK_NAS
23434 | VA_FRANKLIN_NAAS
23435 | VA_NORFOLK_NAS
23437 | VA_FRANKLIN_NAAS
23440 | VA_MELFA_ACCOMACK_ARPT
23443 | VA_LANGLEY_AFB
23450 | VA_OCEANA_NAS
23455 | VA_NORFOLK_INTERNATIONAL
23456 | VA_OCEANA_NAS
23462 | VA_NORFOLK_INTERNATIONAL
23463 | VA_OCEANA_NAS
23464 | VA_NORFOLK_INTERNATIONAL
23465 | VA_OCEANA_NAS
23480 | VA_MELFA_ACCOMACK_ARPT
23487 | VA_FRANKLIN_NAAS
23488 | VA_MELFA_ACCOMACK_ARPT
23501 | VA_NORFOLK_INTERNATIONAL
23503 | VA_NORFOLK_NAS
23504 | VA_NORFOLK_INTERNATIONAL
23505 | VA_NORFOLK_NAS
23506 | VA_NORFOLK_INTERNATIONAL
23507 | VA_NORFOLK_NAS
23509 | VA_NORFOLK_INTERNATIONAL
23511 | VA_NORFOLK_NAS
23512 | VA_NORFOLK_INTERNATIONAL
23520 | VA_NORFOLK_NAS
23523 | VA_NORFOLK_INTERNATIONAL
23529 | VA_NORFOLK_NAS
23530 | VA_NORFOLK_INTERNATIONAL
23601 | VA_NEWPORT_NEWS
23605 | VA_LANGLEY_AFB
23606 | VA_NEWPORT_NEWS
23607 | VA_LANGLEY_AFB
23608 | VA_NORFOLK_NAS
23631 | VA_LANGLEY_AFB
23651 | VA_NORFOLK_NAS
23653 | VA_LANGLEY_AFB
23690 | VA_NEWPORT_NEWS
23701 | VA_NORFOLK_NAS
23702 | VA_NORFOLK_INTERNATIONAL
23703 | VA_NORFOLK_NAS
23704 | VA_NORFOLK_INTERNATIONAL
23707 | VA_NORFOLK_NAS
23708 | VA_NORFOLK_INTERNATIONAL
23801 | VA_DINWIDDIE_CO
23827 | VA_FRANKLIN_NAAS
23830 | VA_DINWIDDIE_CO
23837 | VA_FRANKLIN_NAAS
23838 | VA_DINWIDDIE_CO
23839 | VA_FRANKLIN_NAAS
23840 | VA_DINWIDDIE_CO
23844 | VA_FRANKLIN_NAAS
23845 | VA_DINWIDDIE_CO
23846 | VA_NEWPORT_NEWS
23847 | VA_DINWIDDIE_CO
23851 | VA_FRANKLIN_NAAS
23856 | VA_DINWIDDIE_CO
23866 | VA_FRANKLIN_NAAS
23867 | VA_DINWIDDIE_CO
23874 | VA_FRANKLIN_NAAS
23875 | VA_DINWIDDIE_CO
23878 | VA_FRANKLIN_NAAS
23881 | VA_NEWPORT_NEWS
23882 | VA_DINWIDDIE_CO
23883 | VA_NEWPORT_NEWS
23884 | VA_DINWIDDIE_CO
23888 | VA_FRANKLIN_NAAS
23889 | VA_DINWIDDIE_CO
23897 | VA_FRANKLIN_NAAS
23899 | VA_NEWPORT_NEWS
23901 | VA_FARMVILLE
23919 | VA_DINWIDDIE_CO
23921 | VA_FARMVILLE
23927 | VA_DANVILLE_FAA_AP
23930 | VA_FARMVILLE
23938 | VA_DINWIDDIE_CO
23939 | VA_FARMVILLE
23950 | VA_DINWIDDIE_CO
23952 | VA_FARMVILLE
23963 | VA_LYNCHBURG_REGIONAL_ARP
23964 | VA_FARMVILLE
24000 | VA_ROANOKE_REGIONAL_AP
24053 | VA_HILLSVILLE
24054 | VA_MARTINSVILLE
24058 | VA_PULASKI
24059 | VA_ROANOKE_REGIONAL_AP
24060 | VA_VIRGINIA_TECH_ARPT
24064 | VA_ROANOKE_REGIONAL_AP
24068 | VA_VIRGINIA_TECH_ARPT
24069 | VA_DANVILLE_FAA_AP
24070 | VA_ROANOKE_REGIONAL_AP
24072 | VA_VIRGINIA_TECH_ARPT
24076 | VA_MARTINSVILLE
24077 | VA_ROANOKE_REGIONAL_AP
24078 | VA_MARTINSVILLE
24079 | VA_VIRGINIA_TECH_ARPT
24082 | VA_MARTINSVILLE
24083 | VA_ROANOKE_REGIONAL_AP
24084 | VA_PULASKI
24085 | VA_HOT_SPRINGS_INGALLS
24086 | VA_PULASKI
24087 | VA_ROANOKE_REGIONAL_AP
24088 | VA_MARTINSVILLE
24090 | VA_ROANOKE_REGIONAL_AP
24091 | VA_VIRGINIA_TECH_ARPT
24092 | VA_ROANOKE_REGIONAL_AP
24093 | VA_PULASKI
24095 | VA_ROANOKE_REGIONAL_AP
24102 | VA_MARTINSVILLE
24104 | VA_LYNCHBURG_REGIONAL_ARP
24105 | VA_PULASKI
24112 | VA_MARTINSVILLE
24121 | VA_ROANOKE_REGIONAL_AP
24124 | VA_PULASKI
24127 | VA_ROANOKE_REGIONAL_AP
24128 | VA_VIRGINIA_TECH_ARPT
24129 | VA_PULASKI
24130 | VA_ROANOKE_REGIONAL_AP
24131 | WV_LEWISBURG_GREENBRIE
24132 | VA_PULASKI
24133 | VA_MARTINSVILLE
24134 | VA_PULASKI
24137 | VA_ROANOKE_REGIONAL_AP
24138 | VA_VIRGINIA_TECH_ARPT
24139 | VA_LYNCHBURG_REGIONAL_ARP
24141 | VA_PULASKI
24146 | VA_ROANOKE_REGIONAL_AP
24147 | VA_PULASKI
24148 | VA_MARTINSVILLE
24149 | VA_VIRGINIA_TECH_ARPT
24150 | VA_PULASKI
24151 | VA_ROANOKE_REGIONAL_AP
24161 | VA_DANVILLE_FAA_AP
24162 | VA_VIRGINIA_TECH_ARPT
24165 | VA_MARTINSVILLE
24167 | VA_PULASKI
24168 | VA_MARTINSVILLE
24174 | VA_ROANOKE_REGIONAL_AP
24177 | VA_MARTINSVILLE
24178 | VA_ROANOKE_REGIONAL_AP
24185 | VA_MARTINSVILLE
24201 | VA_ABINGTON
24215 | VA_WISE_LONESOME_PINE
24225 | VA_ABINGTON
24226 | VA_WISE_LONESOME_PINE
24236 | VA_ABINGTON
24237 | VA_WISE_LONESOME_PINE
24248 | KY_LONDON_CORBIN_AP
24250 | VA_WISE_LONESOME_PINE
24251 | TN_BRISTOL_TRI_CITY_AIRPO
24256 | VA_WISE_LONESOME_PINE
24258 | TN_BRISTOL_TRI_CITY_AIRPO
24260 | VA_ABINGTON
24263 | VA_WISE_LONESOME_PINE
24266 | VA_ABINGTON
24269 | VA_WISE_LONESOME_PINE
24270 | VA_ABINGTON
24271 | VA_WISE_LONESOME_PINE
24280 | VA_ABINGTON
24281 | KY_LONDON_CORBIN_AP
24282 | VA_WISE_LONESOME_PINE
24290 | TN_BRISTOL_TRI_CITY_AIRPO
24292 | VA_ABINGTON
24293 | VA_WISE_LONESOME_PINE
24301 | VA_PULASKI
24311 | VA_MARION___WYTHEVILLE
24312 | VA_HILLSVILLE
24314 | WV_BLUEFIELD_MERCER_CO_[N
24316 | VA_MARION___WYTHEVILLE
24317 | VA_HILLSVILLE
24318 | VA_MARION___WYTHEVILLE
24324 | VA_PULASKI
24325 | VA_HILLSVILLE
24326 | VA_MARION___WYTHEVILLE
24327 | VA_ABINGTON
24328 | VA_HILLSVILLE
24340 | VA_ABINGTON
24343 | VA_HILLSVILLE
24354 | VA_MARION___WYTHEVILLE
24360 | VA_HILLSVILLE
24361 | VA_ABINGTON
24363 | VA_MARION___WYTHEVILLE
24366 | WV_BLUEFIELD_MERCER_CO_[N
24368 | VA_MARION___WYTHEVILLE
24370 | VA_ABINGTON
24373 | VA_MARION___WYTHEVILLE
24380 | VA_HILLSVILLE
24382 | VA_MARION___WYTHEVILLE
24401 | VA_STAUNTON_SHENANDOAH
24412 | VA_HOT_SPRINGS_INGALLS
24413 | WV_ELKINS_ELKINS_RANDOLPH
24415 | VA_HOT_SPRINGS_INGALLS
24416 | VA_LYNCHBURG_REGIONAL_ARP
24421 | VA_STAUNTON_SHENANDOAH
24422 | VA_HOT_SPRINGS_INGALLS
24430 | VA_STAUNTON_SHENANDOAH
24435 | VA_HOT_SPRINGS_INGALLS
24437 | VA_STAUNTON_SHENANDOAH
24438 | VA_HOT_SPRINGS_INGALLS
24440 | VA_STAUNTON_SHENANDOAH
24445 | VA_HOT_SPRINGS_INGALLS
24458 | VA_STAUNTON_SHENANDOAH
24460 | VA_HOT_SPRINGS_INGALLS
24463 | VA_STAUNTON_SHENANDOAH
24465 | VA_HOT_SPRINGS_INGALLS
24467 | VA_STAUNTON_SHENANDOAH
24468 | VA_HOT_SPRINGS_INGALLS
24469 | VA_STAUNTON_SHENANDOAH
24473 | VA_HOT_SPRINGS_INGALLS
24475 | VA_STAUNTON_SHENANDOAH
24484 | VA_HOT_SPRINGS_INGALLS
24485 | VA_STAUNTON_SHENANDOAH
24487 | VA_HOT_SPRINGS_INGALLS
24501 | VA_LYNCHBURG_REGIONAL_ARP
24520 | VA_DANVILLE_FAA_AP
24521 | VA_LYNCHBURG_REGIONAL_ARP
24527 | VA_DANVILLE_FAA_AP
24528 | VA_LYNCHBURG_REGIONAL_ARP
24529 | VA_DANVILLE_FAA_AP
24533 | VA_LYNCHBURG_REGIONAL_ARP
24534 | VA_DANVILLE_FAA_AP
24536 | VA_LYNCHBURG_REGIONAL_ARP
24539 | VA_DANVILLE_FAA_AP
24550 | VA_LYNCHBURG_REGIONAL_ARP
24557 | VA_DANVILLE_FAA_AP
24562 | VA_FARMVILLE
24563 | VA_LYNCHBURG_REGIONAL_ARP
24565 | VA_DANVILLE_FAA_AP
24569 | VA_LYNCHBURG_REGIONAL_ARP
24578 | VA_HOT_SPRINGS_INGALLS
24579 | VA_LYNCHBURG_REGIONAL_ARP
24580 | VA_DANVILLE_FAA_AP
24581 | VA_FARMVILLE
24585 | VA_LYNCHBURG_REGIONAL_ARP
24586 | VA_DANVILLE_FAA_AP
24588 | VA_LYNCHBURG_REGIONAL_ARP
24589 | VA_DANVILLE_FAA_AP
24590 | VA_CHARLOTTESVILLE_FAA
24592 | VA_DANVILLE_FAA_AP
24593 | VA_LYNCHBURG_REGIONAL_ARP
24594 | VA_DANVILLE_FAA_AP
24595 | VA_LYNCHBURG_REGIONAL_ARP
24597 | VA_DANVILLE_FAA_AP
24599 | VA_FARMVILLE
24601 | WV_BLUEFIELD_MERCER_CO_[N
24602 | VA_MARION___WYTHEVILLE
24603 | VA_WISE_LONESOME_PINE
24604 | WV_BLUEFIELD_MERCER_CO_[N
24607 | VA_WISE_LONESOME_PINE
24608 | WV_BLUEFIELD_MERCER_CO_[N
24609 | VA_MARION___WYTHEVILLE
24613 | WV_BLUEFIELD_MERCER_CO_[N
24614 | VA_WISE_LONESOME_PINE
24619 | WV_BLUEFIELD_MERCER_CO_[N
24620 | VA_WISE_LONESOME_PINE
24622 | VA_MARION___WYTHEVILLE
24624 | VA_WISE_LONESOME_PINE
24630 | WV_BLUEFIELD_MERCER_CO_[N
24631 | VA_ABINGTON
24634 | WV_BLUEFIELD_MERCER_CO_[N
24637 | VA_MARION___WYTHEVILLE
24639 | VA_ABINGTON
24641 | VA_MARION___WYTHEVILLE
24646 | VA_WISE_LONESOME_PINE
24647 | VA_ABINGTON
24651 | VA_MARION___WYTHEVILLE
24656 | VA_WISE_LONESOME_PINE
24657 | WV_BLUEFIELD_MERCER_CO_[N
24658 | VA_WISE_LONESOME_PINE
24701 | WV_BLUEFIELD_MERCER_CO_[N
24822 | WV_BECKLEY_RALEIGH_CO_MEM
24824 | WV_BLUEFIELD_MERCER_CO_[N
24827 | WV_BECKLEY_RALEIGH_CO_MEM
24828 | WV_BLUEFIELD_MERCER_CO_[N
24847 | WV_BECKLEY_RALEIGH_CO_MEM
24848 | WV_BLUEFIELD_MERCER_CO_[N
24849 | WV_BECKLEY_RALEIGH_CO_MEM
24850 | WV_BLUEFIELD_MERCER_CO_[N
24854 | WV_BECKLEY_RALEIGH_CO_MEM
24855 | WV_BLUEFIELD_MERCER_CO_[N
24857 | WV_BECKLEY_RALEIGH_CO_MEM
24861 | WV_BLUEFIELD_MERCER_CO_[N
24870 | WV_BECKLEY_RALEIGH_CO_MEM
24871 | WV_BLUEFIELD_MERCER_CO_[N
24880 | WV_BECKLEY_RALEIGH_CO_MEM
24881 | WV_BLUEFIELD_MERCER_CO_[N
24901 | WV_LEWISBURG_GREENBRIE
24915 | WV_ELKINS_ELKINS_RANDOLPH
24916 | WV_LEWISBURG_GREENBRIE
24918 | VA_PULASKI
24919 | WV_BECKLEY_RALEIGH_CO_MEM
24920 | WV_ELKINS_ELKINS_RANDOLPH
24924 | VA_HOT_SPRINGS_INGALLS
24925 | WV_LEWISBURG_GREENBRIE
24927 | VA_HOT_SPRINGS_INGALLS
24931 | WV_LEWISBURG_GREENBRIE
24934 | VA_HOT_SPRINGS_INGALLS
24935 | WV_BECKLEY_RALEIGH_CO_MEM
24936 | WV_LEWISBURG_GREENBRIE
24944 | WV_ELKINS_ELKINS_RANDOLPH
24945 | VA_VIRGINIA_TECH_ARPT
24946 | WV_LEWISBURG_GREENBRIE
24951 | VA_VIRGINIA_TECH_ARPT
24954 | VA_HOT_SPRINGS_INGALLS
24957 | WV_LEWISBURG_GREENBRIE
24963 | VA_PULASKI
24966 | WV_LEWISBURG_GREENBRIE
24981 | WV_BECKLEY_RALEIGH_CO_MEM
24983 | WV_LEWISBURG_GREENBRIE
24984 | VA_VIRGINIA_TECH_ARPT
24985 | WV_LEWISBURG_GREENBRIE
25002 | WV_CHARLESTON_YEAGER_ARPT
25004 | WV_BECKLEY_RALEIGH_CO_MEM
25005 | WV_CHARLESTON_YEAGER_ARPT
25007 | WV_BECKLEY_RALEIGH_CO_MEM
25009 | WV_CHARLESTON_YEAGER_ARPT
25010 | WV_BECKLEY_RALEIGH_CO_MEM
25011 | WV_CHARLESTON_YEAGER_ARPT
25040 | WV_BECKLEY_RALEIGH_CO_MEM
25043 | WV_CHARLESTON_YEAGER_ARPT
25044 | WV_BECKLEY_RALEIGH_CO_MEM
25045 | WV_CHARLESTON_YEAGER_ARPT
25048 | WV_BECKLEY_RALEIGH_CO_MEM
25049 | WV_CHARLESTON_YEAGER_ARPT
25057 | WV_BECKLEY_RALEIGH_CO_MEM
25059 | WV_CHARLESTON_YEAGER_ARPT
25060 | WV_BECKLEY_RALEIGH_CO_MEM
25061 | WV_CHARLESTON_YEAGER_ARPT
25062 | WV_BECKLEY_RALEIGH_CO_MEM
25063 | WV_CHARLESTON_YEAGER_ARPT
25085 | WV_BECKLEY_RALEIGH_CO_MEM
25086 | WV_CHARLESTON_YEAGER_ARPT
25090 | WV_BECKLEY_RALEIGH_CO_MEM
25093 | WV_CHARLESTON_YEAGER_ARPT
25106 | WV_HUNTINGTON_TRI_STATE_A
25107 | WV_CHARLESTON_YEAGER_ARPT
25115 | WV_BECKLEY_RALEIGH_CO_MEM
25118 | WV_CHARLESTON_YEAGER_ARPT
25119 | WV_BECKLEY_RALEIGH_CO_MEM
25121 | WV_CHARLESTON_YEAGER_ARPT
25140 | WV_BECKLEY_RALEIGH_CO_MEM
25141 | WV_CHARLESTON_YEAGER_ARPT
25152 | WV_BECKLEY_RALEIGH_CO_MEM
25154 | WV_CHARLESTON_YEAGER_ARPT
25161 | WV_BECKLEY_RALEIGH_CO_MEM
25162 | WV_CHARLESTON_YEAGER_ARPT
25173 | WV_BECKLEY_RALEIGH_CO_MEM
25177 | WV_CHARLESTON_YEAGER_ARPT
25180 | WV_BECKLEY_RALEIGH_CO_MEM
25181 | WV_CHARLESTON_YEAGER_ARPT
25204 | WV_BECKLEY_RALEIGH_CO_MEM
25205 | WV_CHARLESTON_YEAGER_ARPT
25208 | WV_BECKLEY_RALEIGH_CO_MEM
25211 | WV_CHARLESTON_YEAGER_ARPT
25234 | WV_PARKERSBURG_WOOD_COUNT
25235 | WV_CHARLESTON_YEAGER_ARPT
25247 | WV_PARKERSBURG_WOOD_COUNT
25248 | WV_CHARLESTON_YEAGER_ARPT
25250 | WV_PARKERSBURG_WOOD_COUNT
25251 | WV_CHARLESTON_YEAGER_ARPT
25252 | WV_PARKERSBURG_WOOD_COUNT
25253 | WV_CHARLESTON_YEAGER_ARPT
25258 | WV_PARKERSBURG_WOOD_COUNT
25259 | WV_CHARLESTON_YEAGER_ARPT
25260 | WV_PARKERSBURG_WOOD_COUNT
25262 | WV_CHARLESTON_YEAGER_ARPT
25265 | WV_PARKERSBURG_WOOD_COUNT
25266 | WV_CHARLESTON_YEAGER_ARPT
25267 | WV_PARKERSBURG_WOOD_COUNT
25268 | WV_CHARLESTON_YEAGER_ARPT
25270 | WV_PARKERSBURG_WOOD_COUNT
25271 | WV_CHARLESTON_YEAGER_ARPT
25275 | WV_PARKERSBURG_WOOD_COUNT
25276 | WV_CHARLESTON_YEAGER_ARPT
25287 | WV_HUNTINGTON_TRI_STATE_A
25301 | WV_CHARLESTON_YEAGER_ARPT
25401 | WV_MARTINSBURG_EASTERN_WV
25437 | VA_WINCHESTER_RGNL
25438 | WV_MARTINSBURG_EASTERN_WV
25444 | VA_WINCHESTER_RGNL
25446 | WV_MARTINSBURG_EASTERN_WV
25501 | WV_CHARLESTON_YEAGER_ARPT
25502 | WV_HUNTINGTON_TRI_STATE_A
25505 | WV_CHARLESTON_YEAGER_ARPT
25506 | WV_HUNTINGTON_TRI_STATE_A
25508 | WV_CHARLESTON_YEAGER_ARPT
25510 | WV_HUNTINGTON_TRI_STATE_A
25521 | WV_CHARLESTON_YEAGER_ARPT
25523 | WV_HUNTINGTON_TRI_STATE_A
25526 | WV_CHARLESTON_YEAGER_ARPT
25530 | WV_HUNTINGTON_TRI_STATE_A
25547 | WV_CHARLESTON_YEAGER_ARPT
25550 | WV_HUNTINGTON_TRI_STATE_A
25560 | WV_CHARLESTON_YEAGER_ARPT
25562 | WV_HUNTINGTON_TRI_STATE_A
25564 | WV_CHARLESTON_YEAGER_ARPT
25570 | WV_HUNTINGTON_TRI_STATE_A
25572 | WV_CHARLESTON_YEAGER_ARPT
25606 | WV_BECKLEY_RALEIGH_CO_MEM
25608 | WV_BLUEFIELD_MERCER_CO_[N
25611 | WV_BECKLEY_RALEIGH_CO_MEM
25614 | WV_CHARLESTON_YEAGER_ARPT
25617 | WV_BECKLEY_RALEIGH_CO_MEM
25621 | WV_BLUEFIELD_MERCER_CO_[N
25624 | WV_CHARLESTON_YEAGER_ARPT
25628 | WV_BECKLEY_RALEIGH_CO_MEM
25636 | WV_CHARLESTON_YEAGER_ARPT
25638 | WV_BECKLEY_RALEIGH_CO_MEM
25639 | WV_CHARLESTON_YEAGER_ARPT
25644 | WV_BECKLEY_RALEIGH_CO_MEM
25646 | WV_CHARLESTON_YEAGER_ARPT
25648 | WV_BECKLEY_RALEIGH_CO_MEM
25649 | WV_CHARLESTON_YEAGER_ARPT
25650 | WV_BECKLEY_RALEIGH_CO_MEM
25651 | WV_BLUEFIELD_MERCER_CO_[N
25652 | WV_CHARLESTON_YEAGER_ARPT
25654 | WV_BECKLEY_RALEIGH_CO_MEM
25661 | VA_WISE_LONESOME_PINE
25665 | WV_HUNTINGTON_TRI_STATE_A
25670 | VA_WISE_LONESOME_PINE
25671 | WV_HUNTINGTON_TRI_STATE_A
25672 | VA_WISE_LONESOME_PINE
25674 | WV_HUNTINGTON_TRI_STATE_A
25678 | VA_WISE_LONESOME_PINE
25685 | WV_HUNTINGTON_TRI_STATE_A
25686 | VA_WISE_LONESOME_PINE
25687 | WV_HUNTINGTON_TRI_STATE_A
25688 | VA_WISE_LONESOME_PINE
25690 | WV_HUNTINGTON_TRI_STATE_A
25691 | VA_WISE_LONESOME_PINE
25699 | WV_HUNTINGTON_TRI_STATE_A
25801 | WV_BECKLEY_RALEIGH_CO_MEM
25820 | WV_BLUEFIELD_MERCER_CO_[N
25823 | WV_BECKLEY_RALEIGH_CO_MEM
25922 | WV_BLUEFIELD_MERCER_CO_[N
25926 | WV_BECKLEY_RALEIGH_CO_MEM
25958 | WV_LEWISBURG_GREENBRIE
25965 | WV_BECKLEY_RALEIGH_CO_MEM
25967 | WV_LEWISBURG_GREENBRIE
25969 | WV_BECKLEY_RALEIGH_CO_MEM
25971 | WV_BLUEFIELD_MERCER_CO_[N
25972 | WV_LEWISBURG_GREENBRIE
25976 | WV_BECKLEY_RALEIGH_CO_MEM
25981 | WV_LEWISBURG_GREENBRIE
25985 | WV_BECKLEY_RALEIGH_CO_MEM
26003 | WV_WHEELING_OHIO_COUNTY_A
26034 | PA_PITTSBURGH_INTERNATION
26035 | WV_WHEELING_OHIO_COUNTY_A
26047 | PA_PITTSBURGH_INTERNATION
26055 | WV_WHEELING_OHIO_COUNTY_A
26056 | PA_PITTSBURGH_INTERNATION
26058 | WV_WHEELING_OHIO_COUNTY_A
26101 | WV_PARKERSBURG_WOOD_COUNT
26162 | WV_HARRISON_MARION_RGN
26164 | WV_PARKERSBURG_WOOD_COUNT
26167 | WV_HARRISON_MARION_RGN
26169 | WV_PARKERSBURG_WOOD_COUNT
26186 | WV_HARRISON_MARION_RGN
26187 | WV_PARKERSBURG_WOOD_COUNT
26201 | WV_HARRISON_MARION_RGN
26202 | WV_LEWISBURG_GREENBRIE
26209 | WV_ELKINS_ELKINS_RANDOLPH
26229 | WV_HARRISON_MARION_RGN
26230 | WV_ELKINS_ELKINS_RANDOLPH
26234 | WV_HARRISON_MARION_RGN
26236 | WV_ELKINS_ELKINS_RANDOLPH
26238 | WV_HARRISON_MARION_RGN
26241 | WV_ELKINS_ELKINS_RANDOLPH
26261 | WV_LEWISBURG_GREENBRIE
26263 | WV_ELKINS_ELKINS_RANDOLPH
26266 | WV_LEWISBURG_GREENBRIE
26267 | WV_ELKINS_ELKINS_RANDOLPH
26288 | WV_LEWISBURG_GREENBRIE
26289 | WV_ELKINS_ELKINS_RANDOLPH
26301 | WV_HARRISON_MARION_RGN
26320 | WV_PARKERSBURG_WOOD_COUNT
26321 | WV_HARRISON_MARION_RGN
26325 | WV_PARKERSBURG_WOOD_COUNT
26328 | WV_HARRISON_MARION_RGN
26337 | WV_PARKERSBURG_WOOD_COUNT
26338 | WV_HARRISON_MARION_RGN
26346 | WV_PARKERSBURG_WOOD_COUNT
26347 | WV_HARRISON_MARION_RGN
26362 | WV_PARKERSBURG_WOOD_COUNT
26366 | WV_HARRISON_MARION_RGN
26374 | WV_MORGANTOWN_HART_FIELD
26375 | WV_HARRISON_MARION_RGN
26376 | WV_ELKINS_ELKINS_RANDOLPH
26377 | WV_HARRISON_MARION_RGN
26407 | WV_PARKERSBURG_WOOD_COUNT
26408 | WV_HARRISON_MARION_RGN
26410 | WV_MORGANTOWN_HART_FIELD
26411 | WV_HARRISON_MARION_RGN
26415 | WV_PARKERSBURG_WOOD_COUNT
26416 | WV_HARRISON_MARION_RGN
26421 | WV_PARKERSBURG_WOOD_COUNT
26422 | WV_HARRISON_MARION_RGN
26425 | WV_MORGANTOWN_HART_FIELD
26426 | WV_HARRISON_MARION_RGN
26444 | WV_MORGANTOWN_HART_FIELD
26447 | WV_HARRISON_MARION_RGN
26502 | WV_MORGANTOWN_HART_FIELD
26554 | WV_HARRISON_MARION_RGN
26560 | WV_MORGANTOWN_HART_FIELD
26561 | WV_HARRISON_MARION_RGN
26562 | WV_MORGANTOWN_HART_FIELD
26563 | WV_HARRISON_MARION_RGN
26570 | WV_MORGANTOWN_HART_FIELD
26571 | WV_HARRISON_MARION_RGN
26574 | WV_MORGANTOWN_HART_FIELD
26576 | WV_HARRISON_MARION_RGN
26586 | WV_MORGANTOWN_HART_FIELD
26587 | WV_HARRISON_MARION_RGN
26589 | WV_MORGANTOWN_HART_FIELD
26591 | WV_HARRISON_MARION_RGN
26601 | WV_ELKINS_ELKINS_RANDOLPH
26610 | WV_CHARLESTON_YEAGER_ARPT
26611 | WV_HARRISON_MARION_RGN
26612 | WV_ELKINS_ELKINS_RANDOLPH
26615 | WV_HARRISON_MARION_RGN
26617 | WV_CHARLESTON_YEAGER_ARPT
26619 | WV_HARRISON_MARION_RGN
26621 | WV_ELKINS_ELKINS_RANDOLPH
26623 | WV_CHARLESTON_YEAGER_ARPT
26627 | WV_HARRISON_MARION_RGN
26629 | WV_ELKINS_ELKINS_RANDOLPH
26631 | WV_HARRISON_MARION_RGN
26634 | WV_CHARLESTON_YEAGER_ARPT
26651 | WV_BECKLEY_RALEIGH_CO_MEM
26656 | WV_CHARLESTON_YEAGER_ARPT
26660 | WV_LEWISBURG_GREENBRIE
26667 | WV_CHARLESTON_YEAGER_ARPT
26671 | WV_BECKLEY_RALEIGH_CO_MEM
26674 | WV_CHARLESTON_YEAGER_ARPT
26675 | WV_BECKLEY_RALEIGH_CO_MEM
26676 | WV_LEWISBURG_GREENBRIE
26678 | WV_BECKLEY_RALEIGH_CO_MEM
26681 | WV_LEWISBURG_GREENBRIE
26684 | WV_BECKLEY_RALEIGH_CO_MEM
26690 | WV_CHARLESTON_YEAGER_ARPT
26691 | WV_LEWISBURG_GREENBRIE
26704 | VA_WINCHESTER_RGNL
26705 | WV_MORGANTOWN_HART_FIELD
26707 | WV_ELKINS_ELKINS_RANDOLPH
26710 | VA_WINCHESTER_RGNL
26716 | WV_MORGANTOWN_HART_FIELD
26719 | VA_WINCHESTER_RGNL
26720 | WV_ELKINS_ELKINS_RANDOLPH
26722 | WV_MARTINSBURG_EASTERN_WV
26726 | VA_WINCHESTER_RGNL
26731 | WV_ELKINS_ELKINS_RANDOLPH
26743 | VA_WINCHESTER_RGNL
26750 | WV_MORGANTOWN_HART_FIELD
26753 | WV_MARTINSBURG_EASTERN_WV
26755 | VA_WINCHESTER_RGNL
26764 | WV_MORGANTOWN_HART_FIELD
26767 | VA_WINCHESTER_RGNL
26802 | VA_STAUNTON_SHENANDOAH
26804 | WV_ELKINS_ELKINS_RANDOLPH
26808 | VA_WINCHESTER_RGNL
26812 | VA_STAUNTON_SHENANDOAH
26814 | WV_ELKINS_ELKINS_RANDOLPH
26815 | VA_STAUNTON_SHENANDOAH
26817 | VA_WINCHESTER_RGNL
26833 | WV_ELKINS_ELKINS_RANDOLPH
26836 | VA_WINCHESTER_RGNL
26838 | VA_STAUNTON_SHENANDOAH
26845 | VA_WINCHESTER_RGNL
26847 | WV_ELKINS_ELKINS_RANDOLPH
26851 | VA_WINCHESTER_RGNL
26855 | WV_ELKINS_ELKINS_RANDOLPH
26865 | VA_WINCHESTER_RGNL
26866 | WV_ELKINS_ELKINS_RANDOLPH
27006 | NC_WINSTON_SALEM_REYNOLDS
27007 | VA_HILLSVILLE
27009 | NC_WINSTON_SALEM_REYNOLDS
27016 | VA_MARTINSVILLE
27017 | VA_HILLSVILLE
27018 | NC_WINSTON_SALEM_REYNOLDS
27022 | VA_MARTINSVILLE
27023 | NC_WINSTON_SALEM_REYNOLDS
27024 | VA_HILLSVILLE
27025 | NC_GREENSBORO_PIEDMONT_TR
27027 | VA_MARTINSVILLE
27028 | NC_WINSTON_SALEM_REYNOLDS
27030 | VA_HILLSVILLE
27040 | NC_WINSTON_SALEM_REYNOLDS
27046 | VA_MARTINSVILLE
27047 | NC_WINSTON_SALEM_REYNOLDS
27048 | VA_MARTINSVILLE
27049 | VA_HILLSVILLE
27050 | NC_WINSTON_SALEM_REYNOLDS
27053 | VA_MARTINSVILLE
27054 | NC_WINSTON_SALEM_REYNOLDS
27201 | NC_GREENSBORO_PIEDMONT_TR
27207 | NC_SOUTHERN_PINES_AWOS
27212 | VA_DANVILLE_FAA_AP
27213 | NC_SOUTHERN_PINES_AWOS
27214 | NC_GREENSBORO_PIEDMONT_TR
27228 | NC_RALEIGH_DURHAM_INTERNA
27229 | NC_SOUTHERN_PINES_AWOS
27230 | NC_GREENSBORO_PIEDMONT_TR
27231 | VA_DANVILLE_FAA_AP
27233 | NC_GREENSBORO_PIEDMONT_TR
27237 | NC_SOUTHERN_PINES_AWOS
27239 | NC_GREENSBORO_PIEDMONT_TR
27242 | NC_SOUTHERN_PINES_AWOS
27243 | NC_RALEIGH_DURHAM_INTERNA
27244 | NC_GREENSBORO_PIEDMONT_TR
27247 | NC_SOUTHERN_PINES_AWOS
27248 | NC_GREENSBORO_PIEDMONT_TR
27252 | NC_SOUTHERN_PINES_AWOS
27253 | NC_GREENSBORO_PIEDMONT_TR
27256 | NC_SOUTHERN_PINES_AWOS
27258 | NC_GREENSBORO_PIEDMONT_TR
27259 | NC_SOUTHERN_PINES_AWOS
27260 | NC_GREENSBORO_PIEDMONT_TR
27278 | NC_RALEIGH_DURHAM_INTERNA
27281 | NC_SOUTHERN_PINES_AWOS
27282 | NC_GREENSBORO_PIEDMONT_TR
27284 | NC_WINSTON_SALEM_REYNOLDS
27285 | NC_GREENSBORO_PIEDMONT_TR
27288 | VA_MARTINSVILLE
27291 | VA_DANVILLE_FAA_AP
27292 | NC_WINSTON_SALEM_REYNOLDS
27298 | NC_GREENSBORO_PIEDMONT_TR
27299 | NC_WINSTON_SALEM_REYNOLDS
27301 | NC_GREENSBORO_PIEDMONT_TR
27302 | NC_RALEIGH_DURHAM_INTERNA
27305 | VA_DANVILLE_FAA_AP
27306 | NC_SOUTHERN_PINES_AWOS
27310 | NC_GREENSBORO_PIEDMONT_TR
27311 | VA_DANVILLE_FAA_AP
27312 | NC_RALEIGH_DURHAM_INTERNA
27313 | NC_GREENSBORO_PIEDMONT_TR
27314 | VA_DANVILLE_FAA_AP
27316 | NC_GREENSBORO_PIEDMONT_TR
27321 | VA_DANVILLE_FAA_AP
27325 | NC_SOUTHERN_PINES_AWOS
27326 | VA_DANVILLE_FAA_AP
27330 | NC_SOUTHERN_PINES_AWOS
27340 | NC_RALEIGH_DURHAM_INTERNA
27341 | NC_SOUTHERN_PINES_AWOS
27342 | NC_GREENSBORO_PIEDMONT_TR
27343 | VA_DANVILLE_FAA_AP
27344 | NC_SOUTHERN_PINES_AWOS
27349 | NC_GREENSBORO_PIEDMONT_TR
27351 | NC_WINSTON_SALEM_REYNOLDS
27355 | NC_GREENSBORO_PIEDMONT_TR
27356 | NC_SOUTHERN_PINES_AWOS
27357 | NC_GREENSBORO_PIEDMONT_TR
27371 | NC_SOUTHERN_PINES_AWOS
27373 | NC_WINSTON_SALEM_REYNOLDS
27375 | VA_MARTINSVILLE
27376 | NC_SOUTHERN_PINES_AWOS
27377 | NC_GREENSBORO_PIEDMONT_TR
27379 | VA_DANVILLE_FAA_AP
27401 | NC_GREENSBORO_PIEDMONT_TR
27501 | NC_RALEIGH_DURHAM_INTERNA
27504 | NC_FORT_BRAGG_SIMMONS_AAF
27505 | NC_FAYETTEVILLE_POPE_AFB
27506 | NC_FORT_BRAGG_SIMMONS_AAF
27507 | VA_DANVILLE_FAA_AP
27508 | NC_ROCKY_MOUNT_WILSON
27509 | NC_RALEIGH_DURHAM_INTERNA
27521 | NC_FORT_BRAGG_SIMMONS_AAF
27522 | NC_RALEIGH_DURHAM_INTERNA
27524 | NC_GOLDSBORO_SEYMOUR_JOHN
27525 | NC_RALEIGH_DURHAM_INTERNA
27530 | NC_GOLDSBORO_SEYMOUR_JOHN
27536 | NC_RALEIGH_DURHAM_INTERNA
27541 | VA_DANVILLE_FAA_AP
27542 | NC_ROCKY_MOUNT_WILSON
27543 | NC_FORT_BRAGG_SIMMONS_AAF
27544 | NC_RALEIGH_DURHAM_INTERNA
27546 | NC_FORT_BRAGG_SIMMONS_AAF
27549 | NC_ROCKY_MOUNT_WILSON
27552 | NC_FAYETTEVILLE_POPE_AFB
27553 | NC_ROCKY_MOUNT_WILSON
27555 | NC_GOLDSBORO_SEYMOUR_JOHN
27556 | NC_ROCKY_MOUNT_WILSON
27559 | NC_RALEIGH_DURHAM_INTERNA
27563 | NC_ROCKY_MOUNT_WILSON
27564 | NC_RALEIGH_DURHAM_INTERNA
27568 | NC_GOLDSBORO_SEYMOUR_JOHN
27570 | NC_ROCKY_MOUNT_WILSON
27571 | NC_RALEIGH_DURHAM_INTERNA
27573 | VA_DANVILLE_FAA_AP
27576 | NC_GOLDSBORO_SEYMOUR_JOHN
27581 | NC_RALEIGH_DURHAM_INTERNA
27583 | VA_DANVILLE_FAA_AP
27584 | NC_RALEIGH_DURHAM_INTERNA
27586 | NC_ROCKY_MOUNT_WILSON
27587 | NC_RALEIGH_DURHAM_INTERNA
27589 | NC_ROCKY_MOUNT_WILSON
27591 | NC_RALEIGH_DURHAM_INTERNA
27593 | NC_GOLDSBORO_SEYMOUR_JOHN
27594 | NC_ROCKY_MOUNT_WILSON
27596 | NC_RALEIGH_DURHAM_INTERNA
27801 | NC_ROCKY_MOUNT_WILSON
27805 | VA_FRANKLIN_NAAS
27806 | NC_NEW_BERN_CRAVEN_CO_REG
27807 | NC_ROCKY_MOUNT_WILSON
27808 | NC_NEW_BERN_CRAVEN_CO_REG
27809 | NC_ROCKY_MOUNT_WILSON
27810 | NC_NEW_BERN_CRAVEN_CO_REG
27811 | NC_PITT_GREENVILLE_ARP
27813 | NC_ROCKY_MOUNT_WILSON
27814 | NC_NEW_BERN_CRAVEN_CO_REG
27816 | NC_ROCKY_MOUNT_WILSON
27817 | NC_PITT_GREENVILLE_ARP
27818 | VA_FRANKLIN_NAAS
27819 | NC_PITT_GREENVILLE_ARP
27820 | VA_FRANKLIN_NAAS
27821 | NC_NEW_BERN_CRAVEN_CO_REG
27822 | NC_ROCKY_MOUNT_WILSON
27824 | NC_CAPE_HATTERAS_NWS_BLDG
27825 | NC_PITT_GREENVILLE_ARP
27826 | NC_DARE_CO_RGNL
27827 | NC_PITT_GREENVILLE_ARP
27830 | NC_GOLDSBORO_SEYMOUR_JOHN
27831 | VA_FRANKLIN_NAAS
27833 | NC_PITT_GREENVILLE_ARP
27838 | VA_FRANKLIN_NAAS
27839 | NC_ROCKY_MOUNT_WILSON
27840 | NC_PITT_GREENVILLE_ARP
27842 | NC_ROCKY_MOUNT_WILSON
27843 | NC_PITT_GREENVILLE_ARP
27844 | NC_ROCKY_MOUNT_WILSON
27845 | VA_FRANKLIN_NAAS
27846 | NC_PITT_GREENVILLE_ARP
27850 | NC_ROCKY_MOUNT_WILSON
27853 | VA_FRANKLIN_NAAS
27856 | NC_ROCKY_MOUNT_WILSON
27857 | NC_PITT_GREENVILLE_ARP
27862 | VA_FRANKLIN_NAAS
27863 | NC_GOLDSBORO_SEYMOUR_JOHN
27864 | NC_PITT_GREENVILLE_ARP
27866 | VA_FRANKLIN_NAAS
27868 | NC_ROCKY_MOUNT_WILSON
27869 | VA_FRANKLIN_NAAS
27870 | NC_ROCKY_MOUNT_WILSON
27871 | NC_PITT_GREENVILLE_ARP
27872 | VA_FRANKLIN_NAAS
27873 | NC_ROCKY_MOUNT_WILSON
27875 | NC_NEW_BERN_CRAVEN_CO_REG
27876 | VA_FRANKLIN_NAAS
27878 | NC_ROCKY_MOUNT_WILSON
27879 | NC_PITT_GREENVILLE_ARP
27880 | NC_ROCKY_MOUNT_WILSON
27881 | NC_PITT_GREENVILLE_ARP
27882 | NC_ROCKY_MOUNT_WILSON
27884 | NC_PITT_GREENVILLE_ARP
27885 | NC_CAPE_HATTERAS_NWS_BLDG
27886 | NC_ROCKY_MOUNT_WILSON
27888 | NC_PITT_GREENVILLE_ARP
27890 | NC_ROCKY_MOUNT_WILSON
27892 | NC_PITT_GREENVILLE_ARP
27893 | NC_ROCKY_MOUNT_WILSON
27897 | VA_FRANKLIN_NAAS
27906 | NC_ELIZABETH_CITY_COAST_G
27910 | VA_FRANKLIN_NAAS
27915 | NC_CAPE_HATTERAS_NWS_BLDG
27916 | NC_ELIZABETH_CITY_COAST_G
27920 | NC_CAPE_HATTERAS_NWS_BLDG
27921 | NC_ELIZABETH_CITY_COAST_G
27922 | VA_FRANKLIN_NAAS
27923 | NC_ELIZABETH_CITY_COAST_G
27926 | VA_FRANKLIN_NAAS
27927 | NC_ELIZABETH_CITY_COAST_G
27935 | VA_FRANKLIN_NAAS
27936 | NC_CAPE_HATTERAS_NWS_BLDG
27937 | VA_FRANKLIN_NAAS
27939 | NC_ELIZABETH_CITY_COAST_G
27941 | NC_DARE_CO_RGNL
27942 | VA_FRANKLIN_NAAS
27943 | NC_CAPE_HATTERAS_NWS_BLDG
27944 | NC_ELIZABETH_CITY_COAST_G
27947 | NC_DARE_CO_RGNL
27950 | VA_OCEANA_NAS
27953 | NC_DARE_CO_RGNL
27956 | NC_ELIZABETH_CITY_COAST_G
27959 | NC_DARE_CO_RGNL
27960 | NC_CAPE_HATTERAS_NWS_BLDG
27962 | NC_PITT_GREENVILLE_ARP
27964 | NC_DARE_CO_RGNL
27965 | NC_ELIZABETH_CITY_COAST_G
27966 | NC_DARE_CO_RGNL
27967 | VA_FRANKLIN_NAAS
27968 | NC_CAPE_HATTERAS_NWS_BLDG
27969 | VA_FRANKLIN_NAAS
27970 | NC_ELIZABETH_CITY_COAST_G
27972 | NC_CAPE_HATTERAS_NWS_BLDG
27973 | NC_ELIZABETH_CITY_COAST_G
27978 | NC_DARE_CO_RGNL
27979 | NC_ELIZABETH_CITY_COAST_G
27981 | NC_DARE_CO_RGNL
27982 | NC_CAPE_HATTERAS_NWS_BLDG
27983 | NC_PITT_GREENVILLE_ARP
27985 | NC_ELIZABETH_CITY_COAST_G
27986 | VA_FRANKLIN_NAAS
28001 | NC_CHARLOTTE_DOUGLAS_INTL
28007 | NC_SOUTHERN_PINES_AWOS
28010 | NC_HICKORY_REGIONAL_AP
28012 | NC_CHARLOTTE_DOUGLAS_INTL
28017 | NC_HICKORY_REGIONAL_AP
28019 | SC_GREER_GREENV'L_SPARTAN
28020 | NC_HICKORY_REGIONAL_AP
28023 | NC_CHARLOTTE_DOUGLAS_INTL
28024 | SC_GREER_GREENV'L_SPARTAN
28025 | NC_CHARLOTTE_DOUGLAS_INTL
28033 | NC_HICKORY_REGIONAL_AP
28034 | NC_CHARLOTTE_DOUGLAS_INTL
28039 | NC_WINSTON_SALEM_REYNOLDS
28040 | NC_HICKORY_REGIONAL_AP
28041 | NC_CHARLOTTE_DOUGLAS_INTL
28042 | NC_HICKORY_REGIONAL_AP
28043 | SC_GREER_GREENV'L_SPARTAN
28051 | NC_CHARLOTTE_DOUGLAS_INTL
28072 | NC_WINSTON_SALEM_REYNOLDS
28073 | NC_CHARLOTTE_DOUGLAS_INTL
28074 | SC_GREER_GREENV'L_SPARTAN
28075 | NC_CHARLOTTE_DOUGLAS_INTL
28076 | SC_GREER_GREENV'L_SPARTAN
28077 | NC_CHARLOTTE_DOUGLAS_INTL
28089 | NC_HICKORY_REGIONAL_AP
28091 | NC_SOUTHERN_PINES_AWOS
28092 | NC_HICKORY_REGIONAL_AP
28097 | NC_CHARLOTTE_DOUGLAS_INTL
28102 | NC_SOUTHERN_PINES_AWOS
28103 | NC_CHARLOTTE_DOUGLAS_INTL
28114 | SC_GREER_GREENV'L_SPARTAN
28115 | NC_CHARLOTTE_DOUGLAS_INTL
28119 | NC_SOUTHERN_PINES_AWOS
28120 | NC_CHARLOTTE_DOUGLAS_INTL
28136 | NC_HICKORY_REGIONAL_AP
28137 | NC_CHARLOTTE_DOUGLAS_INTL
28139 | NC_ASHEVILLE_REGIONAL_ARP
28144 | NC_WINSTON_SALEM_REYNOLDS
28150 | NC_HICKORY_REGIONAL_AP
28159 | NC_WINSTON_SALEM_REYNOLDS
28160 | NC_ASHEVILLE_REGIONAL_ARP
28163 | NC_CHARLOTTE_DOUGLAS_INTL
28166 | NC_HICKORY_REGIONAL_AP
28167 | NC_ASHEVILLE_REGIONAL_ARP
28168 | NC_HICKORY_REGIONAL_AP
28170 | NC_SOUTHERN_PINES_AWOS
28173 | NC_CHARLOTTE_DOUGLAS_INTL
28301 | NC_FORT_BRAGG_SIMMONS_AAF
28302 | NC_FAYETTEVILLE_RGNL_G
28303 | NC_FORT_BRAGG_SIMMONS_AAF
28304 | NC_FAYETTEVILLE_RGNL_G
28307 | NC_FAYETTEVILLE_POPE_AFB
28309 | NC_FAYETTEVILLE_RGNL_G
28310 | NC_FORT_BRAGG_SIMMONS_AAF
28315 | NC_SOUTHERN_PINES_AWOS
28318 | NC_FAYETTEVILLE_RGNL_G
28323 | NC_FORT_BRAGG_SIMMONS_AAF
28325 | NC_GOLDSBORO_SEYMOUR_JOHN
28326 | NC_SOUTHERN_PINES_AWOS
28328 | NC_FAYETTEVILLE_RGNL_G
28330 | NC_SOUTHERN_PINES_AWOS
28331 | NC_FAYETTEVILLE_RGNL_G
28333 | NC_GOLDSBORO_SEYMOUR_JOHN
28334 | NC_FORT_BRAGG_SIMMONS_AAF
28337 | NC_FAYETTEVILLE_RGNL_G
28338 | NC_SOUTHERN_PINES_AWOS
28339 | NC_FORT_BRAGG_SIMMONS_AAF
28340 | NC_FAYETTEVILLE_RGNL_G
28341 | NC_GOLDSBORO_SEYMOUR_JOHN
28342 | NC_FORT_BRAGG_SIMMONS_AAF
28343 | NC_SOUTHERN_PINES_AWOS
28344 | NC_FORT_BRAGG_SIMMONS_AAF
28345 | NC_SOUTHERN_PINES_AWOS
28348 | NC_FAYETTEVILLE_RGNL_G
28349 | NC_JACKSONVILLE_AWOS
28350 | NC_SOUTHERN_PINES_AWOS
28356 | NC_FORT_BRAGG_SIMMONS_AAF
28357 | NC_FAYETTEVILLE_RGNL_G
28361 | NC_SOUTHERN_PINES_AWOS
28362 | SC_FLORENCE_REGIONAL_AP
28363 | NC_SOUTHERN_PINES_AWOS
28364 | NC_FAYETTEVILLE_RGNL_G
28365 | NC_GOLDSBORO_SEYMOUR_JOHN
28367 | NC_SOUTHERN_PINES_AWOS
28368 | NC_FAYETTEVILLE_POPE_AFB
28369 | NC_FAYETTEVILLE_RGNL_G
28370 | NC_SOUTHERN_PINES_AWOS
28371 | NC_FAYETTEVILLE_RGNL_G
28373 | NC_SOUTHERN_PINES_AWOS
28375 | NC_FAYETTEVILLE_RGNL_G
28376 | NC_FAYETTEVILLE_POPE_AFB
28377 | NC_FAYETTEVILLE_RGNL_G
28379 | NC_SOUTHERN_PINES_AWOS
28382 | NC_FAYETTEVILLE_RGNL_G
28383 | SC_FLORENCE_REGIONAL_AP
28384 | NC_FAYETTEVILLE_RGNL_G
28387 | NC_SOUTHERN_PINES_AWOS
28390 | NC_FAYETTEVILLE_POPE_AFB
28391 | NC_FAYETTEVILLE_RGNL_G
28393 | NC_GOLDSBORO_SEYMOUR_JOHN
28394 | NC_SOUTHERN_PINES_AWOS
28395 | NC_FORT_BRAGG_SIMMONS_AAF
28396 | NC_SOUTHERN_PINES_AWOS
28398 | NC_GOLDSBORO_SEYMOUR_JOHN
28399 | NC_FAYETTEVILLE_RGNL_G
28401 | NC_WILMINGTON_INTERNATION
28420 | SC_NORTH_MYRTLE_BEACH_GRA
28421 | NC_WILMINGTON_INTERNATION
28424 | SC_NORTH_MYRTLE_BEACH_GRA
28425 | NC_WILMINGTON_INTERNATION
28430 | SC_NORTH_MYRTLE_BEACH_GRA
28433 | NC_FAYETTEVILLE_RGNL_G
28434 | NC_WILMINGTON_INTERNATION
28439 | SC_NORTH_MYRTLE_BEACH_GRA
28441 | NC_FAYETTEVILLE_RGNL_G
28442 | SC_NORTH_MYRTLE_BEACH_GRA
28443 | NC_WILMINGTON_INTERNATION
28444 | NC_JACKSONVILLE_AWOS
28445 | NC_NEW_RIVER_MCAF
28446 | NC_FAYETTEVILLE_RGNL_G
28447 | NC_WILMINGTON_INTERNATION
28452 | SC_NORTH_MYRTLE_BEACH_GRA
28453 | NC_JACKSONVILLE_AWOS
28455 | SC_NORTH_MYRTLE_BEACH_GRA
28456 | NC_WILMINGTON_INTERNATION
28458 | NC_JACKSONVILLE_AWOS
28459 | SC_NORTH_MYRTLE_BEACH_GRA
28460 | NC_NEW_RIVER_MCAF
28461 | NC_WILMINGTON_INTERNATION
28462 | SC_NORTH_MYRTLE_BEACH_GRA
28464 | NC_JACKSONVILLE_AWOS
28465 | NC_WILMINGTON_INTERNATION
28466 | NC_JACKSONVILLE_AWOS
28467 | SC_NORTH_MYRTLE_BEACH_GRA
28471 | NC_JACKSONVILLE_AWOS
28472 | SC_NORTH_MYRTLE_BEACH_GRA
28478 | NC_JACKSONVILLE_AWOS
28479 | NC_WILMINGTON_INTERNATION
28501 | NC_KINSTON_STALLINGS_AFB
28509 | NC_NEW_BERN_CRAVEN_CO_REG
28510 | NC_CHERRY_POINT_MCAS
28513 | NC_PITT_GREENVILLE_ARP
28515 | NC_NEW_BERN_CRAVEN_CO_REG
28516 | NC_CHERRY_POINT_MCAS
28518 | NC_JACKSONVILLE_AWOS
28519 | NC_NEW_BERN_CRAVEN_CO_REG
28520 | NC_CHERRY_POINT_MCAS
28521 | NC_JACKSONVILLE_AWOS
28523 | NC_NEW_BERN_CRAVEN_CO_REG
28524 | NC_CHERRY_POINT_MCAS
28525 | NC_KINSTON_STALLINGS_AFB
28527 | NC_NEW_BERN_CRAVEN_CO_REG
28528 | NC_CHERRY_POINT_MCAS
28529 | NC_NEW_BERN_CRAVEN_CO_REG
28530 | NC_PITT_GREENVILLE_ARP
28531 | NC_CHERRY_POINT_MCAS
28538 | NC_KINSTON_STALLINGS_AFB
28539 | NC_NEW_RIVER_MCAF
28551 | NC_KINSTON_STALLINGS_AFB
28552 | NC_NEW_BERN_CRAVEN_CO_REG
28553 | NC_CHERRY_POINT_MCAS
28554 | NC_KINSTON_STALLINGS_AFB
28555 | NC_NEW_BERN_CRAVEN_CO_REG
28556 | NC_CHERRY_POINT_MCAS
28560 | NC_NEW_BERN_CRAVEN_CO_REG
28570 | NC_CHERRY_POINT_MCAS
28572 | NC_JACKSONVILLE_AWOS
28573 | NC_NEW_BERN_CRAVEN_CO_REG
28574 | NC_JACKSONVILLE_AWOS
28575 | NC_CHERRY_POINT_MCAS
28578 | NC_GOLDSBORO_SEYMOUR_JOHN
28579 | NC_CHERRY_POINT_MCAS
28580 | NC_KINSTON_STALLINGS_AFB
28581 | NC_CHERRY_POINT_MCAS
28582 | NC_NEW_RIVER_MCAF
28583 | NC_NEW_BERN_CRAVEN_CO_REG
28584 | NC_NEW_RIVER_MCAF
28585 | NC_NEW_BERN_CRAVEN_CO_REG
28587 | NC_CHERRY_POINT_MCAS
28590 | NC_PITT_GREENVILLE_ARP
28594 | NC_CHERRY_POINT_MCAS
28601 | NC_HICKORY_REGIONAL_AP
28604 | TN_BRISTOL_TRI_CITY_AIRPO
28605 | NC_HICKORY_REGIONAL_AP
28615 | VA_ABINGTON
28616 | NC_HICKORY_REGIONAL_AP
28617 | VA_MARION___WYTHEVILLE
28618 | NC_HICKORY_REGIONAL_AP
28621 | VA_HILLSVILLE
28622 | TN_BRISTOL_TRI_CITY_AIRPO
28623 | VA_HILLSVILLE
28624 | NC_HICKORY_REGIONAL_AP
28626 | VA_ABINGTON
28627 | VA_HILLSVILLE
28628 | NC_HICKORY_REGIONAL_AP
28629 | VA_MARION___WYTHEVILLE
28630 | NC_HICKORY_REGIONAL_AP
28631 | VA_MARION___WYTHEVILLE
28633 | NC_HICKORY_REGIONAL_AP
28634 | NC_WINSTON_SALEM_REYNOLDS
28635 | VA_HILLSVILLE
28636 | NC_HICKORY_REGIONAL_AP
28640 | VA_MARION___WYTHEVILLE
28641 | NC_HICKORY_REGIONAL_AP
28642 | NC_WINSTON_SALEM_REYNOLDS
28643 | VA_ABINGTON
28644 | VA_MARION___WYTHEVILLE
28645 | NC_HICKORY_REGIONAL_AP
28649 | VA_HILLSVILLE
28650 | NC_HICKORY_REGIONAL_AP
28652 | TN_BRISTOL_TRI_CITY_AIRPO
28653 | NC_HICKORY_REGIONAL_AP
28663 | VA_MARION___WYTHEVILLE
28664 | TN_BRISTOL_TRI_CITY_AIRPO
28665 | NC_HICKORY_REGIONAL_AP
28668 | VA_HILLSVILLE
28670 | NC_WINSTON_SALEM_REYNOLDS
28671 | NC_HICKORY_REGIONAL_AP
28672 | VA_MARION___WYTHEVILLE
28673 | NC_HICKORY_REGIONAL_AP
28675 | VA_HILLSVILLE
28677 | NC_HICKORY_REGIONAL_AP
28679 | VA_ABINGTON
28680 | NC_HICKORY_REGIONAL_AP
28682 | NC_CHARLOTTE_DOUGLAS_INTL
28683 | VA_HILLSVILLE
28684 | VA_ABINGTON
28685 | VA_HILLSVILLE
28687 | NC_HICKORY_REGIONAL_AP
28691 | VA_ABINGTON
28694 | VA_MARION___WYTHEVILLE
28697 | NC_HICKORY_REGIONAL_AP
28698 | VA_ABINGTON
28699 | NC_HICKORY_REGIONAL_AP
28701 | NC_ASHEVILLE_REGIONAL_ARP
28702 | TN_KNOXVILLE_MCGHEE_TYSON
28704 | NC_ASHEVILLE_REGIONAL_ARP
28705 | TN_BRISTOL_TRI_CITY_AIRPO
28707 | NC_ASHEVILLE_REGIONAL_ARP
28713 | TN_KNOXVILLE_MCGHEE_TYSON
28714 | NC_ASHEVILLE_REGIONAL_ARP
28719 | TN_KNOXVILLE_MCGHEE_TYSON
28720 | NC_ASHEVILLE_REGIONAL_ARP
28722 | SC_GREER_GREENV'L_SPARTAN
28723 | NC_ASHEVILLE_REGIONAL_ARP
28733 | TN_KNOXVILLE_MCGHEE_TYSON
28734 | NC_ASHEVILLE_REGIONAL_ARP
28740 | TN_BRISTOL_TRI_CITY_AIRPO
28741 | NC_ASHEVILLE_REGIONAL_ARP
28761 | NC_HICKORY_REGIONAL_AP
28762 | NC_ASHEVILLE_REGIONAL_ARP
28765 | TN_BRISTOL_TRI_CITY_AIRPO
28766 | NC_ASHEVILLE_REGIONAL_ARP
28771 | TN_KNOXVILLE_MCGHEE_TYSON
28772 | NC_ASHEVILLE_REGIONAL_ARP
28775 | SC_ANDERSON_COUNTY_AP
28776 | NC_ASHEVILLE_REGIONAL_ARP
28777 | NC_HICKORY_REGIONAL_AP
28778 | NC_ASHEVILLE_REGIONAL_ARP
28781 | TN_KNOXVILLE_MCGHEE_TYSON
28782 | SC_GREER_GREENV'L_SPARTAN
28783 | NC_ASHEVILLE_REGIONAL_ARP
28789 | TN_KNOXVILLE_MCGHEE_TYSON
28790 | NC_ASHEVILLE_REGIONAL_ARP
28901 | TN_KNOXVILLE_MCGHEE_TYSON
29001 | SC_SUMTER_SHAW_AFB
29002 | SC_COLUMBIA_METRO_ARPT
29009 | SC_SUMTER_SHAW_AFB
29014 | SC_COLUMBIA_METRO_ARPT
29020 | SC_SUMTER_SHAW_AFB
29031 | SC_GREER_GREENV'L_SPARTAN
29032 | SC_SUMTER_SHAW_AFB
29033 | SC_COLUMBIA_METRO_ARPT
29040 | SC_SUMTER_SHAW_AFB
29042 | SC_COLUMBIA_METRO_ARPT
29044 | SC_SUMTER_SHAW_AFB
29048 | SC_CHARLESTON_INTL_ARPT
29051 | SC_SUMTER_SHAW_AFB
29053 | SC_COLUMBIA_METRO_ARPT
29055 | NC_CHARLOTTE_DOUGLAS_INTL
29056 | SC_SUMTER_SHAW_AFB
29058 | NC_CHARLOTTE_DOUGLAS_INTL
29059 | SC_SUMTER_SHAW_AFB
29061 | SC_COLUMBIA_METRO_ARPT
29062 | SC_SUMTER_SHAW_AFB
29063 | SC_COLUMBIA_METRO_ARPT
29067 | SC_SUMTER_SHAW_AFB
29069 | SC_FLORENCE_REGIONAL_AP
29070 | SC_COLUMBIA_METRO_ARPT
29074 | SC_SUMTER_SHAW_AFB
29075 | SC_COLUMBIA_METRO_ARPT
29078 | SC_SUMTER_SHAW_AFB
29079 | SC_FLORENCE_REGIONAL_AP
29081 | SC_BEAUFORT_MCAS
29101 | SC_FLORENCE_REGIONAL_AP
29102 | SC_SUMTER_SHAW_AFB
29105 | SC_COLUMBIA_METRO_ARPT
29111 | SC_SUMTER_SHAW_AFB
29112 | SC_COLUMBIA_METRO_ARPT
29114 | SC_FLORENCE_REGIONAL_AP
29115 | SC_COLUMBIA_METRO_ARPT
29125 | SC_SUMTER_SHAW_AFB
29126 | SC_COLUMBIA_METRO_ARPT
29128 | SC_SUMTER_SHAW_AFB
29129 | SC_COLUMBIA_METRO_ARPT
29135 | SC_SUMTER_SHAW_AFB
29137 | SC_COLUMBIA_METRO_ARPT
29142 | SC_SUMTER_SHAW_AFB
29145 | SC_COLUMBIA_METRO_ARPT
29148 | SC_SUMTER_SHAW_AFB
29160 | SC_COLUMBIA_METRO_ARPT
29161 | SC_FLORENCE_REGIONAL_AP
29163 | SC_SUMTER_SHAW_AFB
29164 | SC_COLUMBIA_METRO_ARPT
29168 | SC_SUMTER_SHAW_AFB
29169 | SC_COLUMBIA_METRO_ARPT
29175 | SC_SUMTER_SHAW_AFB
29176 | SC_COLUMBIA_METRO_ARPT
29301 | SC_GREER_GREENV'L_SPARTAN
29364 | NC_CHARLOTTE_DOUGLAS_INTL
29365 | SC_GREER_GREENV'L_SPARTAN
29384 | SC_GREENVILLE_DOWNTOWN_AP
29385 | SC_GREER_GREENV'L_SPARTAN
29401 | SC_CHARLESTON_INTL_ARPT
29432 | SC_COLUMBIA_METRO_ARPT
29433 | SC_CHARLESTON_INTL_ARPT
29438 | SC_BEAUFORT_MCAS
29439 | SC_CHARLESTON_INTL_ARPT
29440 | SC_MYRTLE_BEACH_AFB
29445 | SC_CHARLESTON_INTL_ARPT
29446 | SC_BEAUFORT_MCAS
29447 | SC_CHARLESTON_INTL_ARPT
29452 | SC_BEAUFORT_MCAS
29453 | SC_CHARLESTON_INTL_ARPT
29475 | SC_BEAUFORT_MCAS
29476 | SC_CHARLESTON_INTL_ARPT
29481 | SC_BEAUFORT_MCAS
29482 | SC_CHARLESTON_INTL_ARPT
29488 | SC_BEAUFORT_MCAS
29492 | SC_CHARLESTON_INTL_ARPT
29493 | SC_BEAUFORT_MCAS
29501 | SC_FLORENCE_REGIONAL_AP
29510 | SC_MYRTLE_BEACH_AFB
29512 | SC_FLORENCE_REGIONAL_AP
29526 | SC_MYRTLE_BEACH_AFB
29530 | SC_FLORENCE_REGIONAL_AP
29545 | SC_NORTH_MYRTLE_BEACH_GRA
29546 | SC_FLORENCE_REGIONAL_AP
29554 | SC_MYRTLE_BEACH_AFB
29555 | SC_FLORENCE_REGIONAL_AP
29564 | SC_CHARLESTON_INTL_ARPT
29565 | SC_FLORENCE_REGIONAL_AP
29566 | SC_NORTH_MYRTLE_BEACH_GRA
29567 | SC_FLORENCE_REGIONAL_AP
29568 | SC_NORTH_MYRTLE_BEACH_GRA
29570 | SC_FLORENCE_REGIONAL_AP
29572 | SC_NORTH_MYRTLE_BEACH_GRA
29573 | SC_FLORENCE_REGIONAL_AP
29575 | SC_MYRTLE_BEACH_AFB
29581 | SC_FLORENCE_REGIONAL_AP
29582 | SC_NORTH_MYRTLE_BEACH_GRA
29583 | SC_FLORENCE_REGIONAL_AP
29585 | SC_MYRTLE_BEACH_AFB
29589 | SC_FLORENCE_REGIONAL_AP
29597 | SC_NORTH_MYRTLE_BEACH_GRA
29601 | SC_GREENVILLE_DOWNTOWN_AP
29620 | SC_ANDERSON_COUNTY_AP
29635 | SC_GREENVILLE_DOWNTOWN_AP
29638 | SC_ANDERSON_COUNTY_AP
29640 | SC_GREENVILLE_DOWNTOWN_AP
29643 | SC_ANDERSON_COUNTY_AP
29644 | SC_GREENVILLE_DOWNTOWN_AP
29645 | SC_GREER_GREENV'L_SPARTAN
29646 | SC_ANDERSON_COUNTY_AP
29650 | SC_GREER_GREENV'L_SPARTAN
29653 | SC_ANDERSON_COUNTY_AP
29657 | SC_GREENVILLE_DOWNTOWN_AP
29658 | SC_ANDERSON_COUNTY_AP
29661 | SC_GREENVILLE_DOWNTOWN_AP
29664 | SC_ANDERSON_COUNTY_AP
29671 | SC_GREENVILLE_DOWNTOWN_AP
29672 | SC_ANDERSON_COUNTY_AP
29673 | SC_GREENVILLE_DOWNTOWN_AP
29675 | SC_ANDERSON_COUNTY_AP
29680 | SC_GREENVILLE_DOWNTOWN_AP
29682 | SC_ANDERSON_COUNTY_AP
29683 | SC_GREENVILLE_DOWNTOWN_AP
29684 | SC_ANDERSON_COUNTY_AP
29685 | SC_GREENVILLE_DOWNTOWN_AP
29686 | SC_ANDERSON_COUNTY_AP
29687 | SC_GREENVILLE_DOWNTOWN_AP
29688 | SC_GREER_GREENV'L_SPARTAN
29689 | SC_ANDERSON_COUNTY_AP
29690 | SC_GREENVILLE_DOWNTOWN_AP
29691 | SC_ANDERSON_COUNTY_AP
29698 | SC_GREENVILLE_DOWNTOWN_AP
29702 | NC_CHARLOTTE_DOUGLAS_INTL
29709 | SC_FLORENCE_REGIONAL_AP
29710 | NC_CHARLOTTE_DOUGLAS_INTL
29718 | SC_SUMTER_SHAW_AFB
29720 | NC_CHARLOTTE_DOUGLAS_INTL
29727 | SC_FLORENCE_REGIONAL_AP
29728 | NC_CHARLOTTE_DOUGLAS_INTL
29741 | SC_FLORENCE_REGIONAL_AP
29742 | NC_CHARLOTTE_DOUGLAS_INTL
29801 | GA_AUGUSTA_BUSH_FIELD
29819 | SC_ANDERSON_COUNTY_AP
29821 | GA_AUGUSTA_BUSH_FIELD
29827 | SC_BEAUFORT_MCAS
29828 | GA_AUGUSTA_BUSH_FIELD
29840 | SC_ANDERSON_COUNTY_AP
29841 | GA_AUGUSTA_BUSH_FIELD
29846 | SC_BEAUFORT_MCAS
29847 | GA_AUGUSTA_BUSH_FIELD
29848 | SC_ANDERSON_COUNTY_AP
29849 | GA_AUGUSTA_BUSH_FIELD
29901 | SC_BEAUFORT_MCAS
29915 | GA_HUNTER_AAF
29916 | SC_BEAUFORT_MCAS
29927 | GA_SAVANNAH_INTL_AP
29928 | SC_BEAUFORT_MCAS
30002 | GA_DEKALB_PEACHTREE
30006 | GA_MARIETTA_DOBBINS_AFB
30009 | GA_DEKALB_PEACHTREE
30025 | GA_ATHENS_BEN_EPPS_AP
30026 | GA_DEKALB_PEACHTREE
30034 | GA_ATLANTA_HARTSFIELD_INT
30035 | GA_DEKALB_PEACHTREE
30055 | GA_ATHENS_BEN_EPPS_AP
30058 | GA_DEKALB_PEACHTREE
30060 | GA_MARIETTA_DOBBINS_AFB
30070 | GA_DEKALB_PEACHTREE
30075 | GA_MARIETTA_DOBBINS_AFB
30076 | GA_DEKALB_PEACHTREE
30080 | GA_MARIETTA_DOBBINS_AFB
30083 | GA_DEKALB_PEACHTREE
30090 | GA_MARIETTA_DOBBINS_AFB
30091 | GA_DEKALB_PEACHTREE
30101 | GA_MARIETTA_DOBBINS_AFB
30103 | GA_ROME_R_B_RUSSELL_AP
30106 | GA_FULTON_CO_ARPT_BROW
30107 | GA_MARIETTA_DOBBINS_AFB
30108 | AL_ANNISTON_METROPOLITAN
30109 | GA_FULTON_CO_ARPT_BROW
30113 | GA_ROME_R_B_RUSSELL_AP
30114 | GA_MARIETTA_DOBBINS_AFB
30116 | GA_FULTON_CO_ARPT_BROW
30120 | GA_ROME_R_B_RUSSELL_AP
30121 | GA_MARIETTA_DOBBINS_AFB
30122 | GA_FULTON_CO_ARPT_BROW
30123 | GA_ROME_R_B_RUSSELL_AP
30126 | GA_FULTON_CO_ARPT_BROW
30127 | GA_MARIETTA_DOBBINS_AFB
30129 | GA_ROME_R_B_RUSSELL_AP
30132 | GA_MARIETTA_DOBBINS_AFB
30133 | GA_FULTON_CO_ARPT_BROW
30137 | GA_MARIETTA_DOBBINS_AFB
30138 | GA_ROME_R_B_RUSSELL_AP
30141 | GA_MARIETTA_DOBBINS_AFB
30145 | GA_ROME_R_B_RUSSELL_AP
30146 | GA_MARIETTA_DOBBINS_AFB
30147 | GA_ROME_R_B_RUSSELL_AP
30148 | GA_MARIETTA_DOBBINS_AFB
30149 | GA_ROME_R_B_RUSSELL_AP
30150 | AL_ANNISTON_METROPOLITAN
30151 | GA_MARIETTA_DOBBINS_AFB
30153 | GA_ROME_R_B_RUSSELL_AP
30154 | GA_FULTON_CO_ARPT_BROW
30161 | GA_ROME_R_B_RUSSELL_AP
30168 | GA_FULTON_CO_ARPT_BROW
30170 | AL_ANNISTON_METROPOLITAN
30171 | GA_ROME_R_B_RUSSELL_AP
30176 | AL_ANNISTON_METROPOLITAN
30177 | GA_MARIETTA_DOBBINS_AFB
30178 | GA_ROME_R_B_RUSSELL_AP
30179 | GA_FULTON_CO_ARPT_BROW
30182 | AL_ANNISTON_METROPOLITAN
30183 | GA_MARIETTA_DOBBINS_AFB
30184 | GA_ROME_R_B_RUSSELL_AP
30185 | GA_FULTON_CO_ARPT_BROW
30188 | GA_MARIETTA_DOBBINS_AFB
30204 | GA_MACON_MIDDLE_GA_REGION
30205 | GA_ATLANTA_HARTSFIELD_INT
30217 | AL_ANNISTON_METROPOLITAN
30218 | GA_ATLANTA_HARTSFIELD_INT
30219 | AL_AUBURN_OPELIKA_APT
30220 | GA_ATLANTA_HARTSFIELD_INT
30222 | GA_COLUMBUS_METROPOLITAN
30223 | GA_ATLANTA_HARTSFIELD_INT
30240 | GA_COLUMBUS_METROPOLITAN
30248 | GA_ATLANTA_HARTSFIELD_INT
30261 | GA_COLUMBUS_METROPOLITAN
30263 | GA_ATLANTA_HARTSFIELD_INT
30285 | GA_MACON_MIDDLE_GA_REGION
30287 | GA_ATLANTA_HARTSFIELD_INT
30293 | GA_COLUMBUS_METROPOLITAN
30295 | GA_ATLANTA_HARTSFIELD_INT
30301 | GA_FULTON_CO_ARPT_BROW
30305 | GA_DEKALB_PEACHTREE
30308 | GA_FULTON_CO_ARPT_BROW
30309 | GA_DEKALB_PEACHTREE
30310 | GA_FULTON_CO_ARPT_BROW
30315 | GA_ATLANTA_HARTSFIELD_INT
30317 | GA_DEKALB_PEACHTREE
30318 | GA_FULTON_CO_ARPT_BROW
30319 | GA_DEKALB_PEACHTREE
30320 | GA_FULTON_CO_ARPT_BROW
30322 | GA_DEKALB_PEACHTREE
30323 | GA_FULTON_CO_ARPT_BROW
30324 | GA_DEKALB_PEACHTREE
30325 | GA_FULTON_CO_ARPT_BROW
30326 | GA_DEKALB_PEACHTREE
30327 | GA_MARIETTA_DOBBINS_AFB
30328 | GA_DEKALB_PEACHTREE
30330 | GA_ATLANTA_HARTSFIELD_INT
30331 | GA_FULTON_CO_ARPT_BROW
30333 | GA_DEKALB_PEACHTREE
30334 | GA_ATLANTA_HARTSFIELD_INT
30335 | GA_FULTON_CO_ARPT_BROW
30337 | GA_ATLANTA_HARTSFIELD_INT
30338 | GA_DEKALB_PEACHTREE
30339 | GA_MARIETTA_DOBBINS_AFB
30340 | GA_DEKALB_PEACHTREE
30343 | GA_FULTON_CO_ARPT_BROW
30344 | GA_ATLANTA_HARTSFIELD_INT
30345 | GA_DEKALB_PEACHTREE
30347 | GA_FULTON_CO_ARPT_BROW
30349 | GA_ATLANTA_HARTSFIELD_INT
30350 | GA_DEKALB_PEACHTREE
30351 | GA_FULTON_CO_ARPT_BROW
30352 | GA_DEKALB_PEACHTREE
30353 | GA_FULTON_CO_ARPT_BROW
30354 | GA_ATLANTA_HARTSFIELD_INT
30355 | GA_FULTON_CO_ARPT_BROW
30356 | GA_DEKALB_PEACHTREE
30357 | GA_FULTON_CO_ARPT_BROW
30359 | GA_DEKALB_PEACHTREE
30361 | GA_FULTON_CO_ARPT_BROW
30362 | GA_DEKALB_PEACHTREE
30363 | GA_FULTON_CO_ARPT_BROW
30366 | GA_DEKALB_PEACHTREE
30367 | GA_FULTON_CO_ARPT_BROW
30376 | GA_DEKALB_PEACHTREE
30377 | GA_FULTON_CO_ARPT_BROW
30401 | GA_AUGUSTA_BUSH_FIELD
30410 | GA_ALMA_BACON_COUNTY_AP
30413 | GA_AUGUSTA_BUSH_FIELD
30414 | GA_SAVANNAH_INTL_AP
30420 | GA_ALMA_BACON_COUNTY_AP
30423 | GA_SAVANNAH_INTL_AP
30425 | GA_AUGUSTA_BUSH_FIELD
30427 | GA_ALMA_BACON_COUNTY_AP
30429 | GA_SAVANNAH_INTL_AP
30434 | GA_AUGUSTA_BUSH_FIELD
30436 | GA_ALMA_BACON_COUNTY_AP
30438 | GA_SAVANNAH_INTL_AP
30441 | GA_AUGUSTA_BUSH_FIELD
30445 | GA_ALMA_BACON_COUNTY_AP
30446 | GA_AUGUSTA_BUSH_FIELD
30447 | GA_WARNER_ROBINS_AFB
30448 | GA_AUGUSTA_BUSH_FIELD
30449 | GA_SAVANNAH_INTL_AP
30450 | GA_AUGUSTA_BUSH_FIELD
30451 | GA_SAVANNAH_INTL_AP
30453 | GA_ALMA_BACON_COUNTY_AP
30454 | GA_WARNER_ROBINS_AFB
30455 | GA_AUGUSTA_BUSH_FIELD
30457 | GA_ALMA_BACON_COUNTY_AP
30458 | GA_SAVANNAH_INTL_AP
30466 | GA_AUGUSTA_BUSH_FIELD
30470 | GA_ALMA_BACON_COUNTY_AP
30471 | GA_AUGUSTA_BUSH_FIELD
30473 | GA_ALMA_BACON_COUNTY_AP
30477 | GA_AUGUSTA_BUSH_FIELD
30499 | GA_ALMA_BACON_COUNTY_AP
30501 | GA_ATHENS_BEN_EPPS_AP
30504 | GA_DEKALB_PEACHTREE
30505 | GA_ATHENS_BEN_EPPS_AP
30512 | TN_KNOXVILLE_MCGHEE_TYSON
30513 | TN_CHATTANOOGA_LOVELL_FIE
30514 | TN_KNOXVILLE_MCGHEE_TYSON
30515 | GA_DEKALB_PEACHTREE
30516 | SC_ANDERSON_COUNTY_AP
30517 | GA_ATHENS_BEN_EPPS_AP
30518 | GA_DEKALB_PEACHTREE
30520 | SC_ANDERSON_COUNTY_AP
30521 | GA_ATHENS_BEN_EPPS_AP
30522 | TN_CHATTANOOGA_LOVELL_FIE
30523 | SC_ANDERSON_COUNTY_AP
30527 | GA_ATHENS_BEN_EPPS_AP
30533 | GA_DEKALB_PEACHTREE
30535 | GA_ATHENS_BEN_EPPS_AP
30537 | SC_ANDERSON_COUNTY_AP
30539 | GA_ROME_R_B_RUSSELL_AP
30541 | TN_CHATTANOOGA_LOVELL_FIE
30542 | GA_DEKALB_PEACHTREE
30543 | GA_ATHENS_BEN_EPPS_AP
30546 | TN_KNOXVILLE_MCGHEE_TYSON
30547 | GA_ATHENS_BEN_EPPS_AP
30552 | SC_ANDERSON_COUNTY_AP
30554 | GA_ATHENS_BEN_EPPS_AP
30555 | TN_CHATTANOOGA_LOVELL_FIE
30557 | SC_ANDERSON_COUNTY_AP
30558 | GA_ATHENS_BEN_EPPS_AP
30559 | TN_CHATTANOOGA_LOVELL_FIE
30562 | SC_ANDERSON_COUNTY_AP
30563 | GA_ATHENS_BEN_EPPS_AP
30564 | GA_DEKALB_PEACHTREE
30565 | GA_ATHENS_BEN_EPPS_AP
30566 | GA_DEKALB_PEACHTREE
30567 | GA_ATHENS_BEN_EPPS_AP
30568 | SC_ANDERSON_COUNTY_AP
30571 | GA_ATHENS_BEN_EPPS_AP
30572 | GA_DEKALB_PEACHTREE
30573 | SC_ANDERSON_COUNTY_AP
30575 | GA_ATHENS_BEN_EPPS_AP
30576 | SC_ANDERSON_COUNTY_AP
30582 | TN_KNOXVILLE_MCGHEE_TYSON
30596 | GA_ATHENS_BEN_EPPS_AP
30597 | GA_DEKALB_PEACHTREE
30598 | SC_ANDERSON_COUNTY_AP
30599 | GA_ATHENS_BEN_EPPS_AP
30634 | SC_ANDERSON_COUNTY_AP
30638 | GA_ATHENS_BEN_EPPS_AP
30643 | SC_ANDERSON_COUNTY_AP
30645 | GA_ATHENS_BEN_EPPS_AP
30662 | SC_ANDERSON_COUNTY_AP
30663 | GA_ATHENS_BEN_EPPS_AP
30701 | GA_ROME_R_B_RUSSELL_AP
30705 | TN_CHATTANOOGA_LOVELL_FIE
30730 | GA_ROME_R_B_RUSSELL_AP
30736 | TN_CHATTANOOGA_LOVELL_FIE
30746 | GA_ROME_R_B_RUSSELL_AP
30750 | TN_CHATTANOOGA_LOVELL_FIE
30753 | GA_ROME_R_B_RUSSELL_AP
30755 | TN_CHATTANOOGA_LOVELL_FIE
30802 | GA_AUGUSTA_BUSH_FIELD
30821 | GA_ATHENS_BEN_EPPS_AP
30822 | GA_AUGUSTA_BUSH_FIELD
31001 | GA_WARNER_ROBINS_AFB
31004 | GA_MACON_MIDDLE_GA_REGION
31005 | GA_WARNER_ROBINS_AFB
31006 | GA_MACON_MIDDLE_GA_REGION
31007 | GA_WARNER_ROBINS_AFB
31008 | GA_MACON_MIDDLE_GA_REGION
31009 | GA_WARNER_ROBINS_AFB
31010 | GA_ALBANY_DOUGHERTY_COUNT
31011 | GA_WARNER_ROBINS_AFB
31015 | GA_ALBANY_DOUGHERTY_COUNT
31016 | GA_MACON_MIDDLE_GA_REGION
31017 | GA_WARNER_ROBINS_AFB
31018 | GA_AUGUSTA_BUSH_FIELD
31019 | GA_WARNER_ROBINS_AFB
31024 | GA_ATHENS_BEN_EPPS_AP
31025 | GA_WARNER_ROBINS_AFB
31028 | GA_MACON_MIDDLE_GA_REGION
31035 | GA_WARNER_ROBINS_AFB
31037 | GA_ALMA_BACON_COUNTY_AP
31038 | GA_MACON_MIDDLE_GA_REGION
31039 | GA_COLUMBUS_METROPOLITAN
31040 | GA_WARNER_ROBINS_AFB
31041 | GA_MACON_MIDDLE_GA_REGION
31042 | GA_WARNER_ROBINS_AFB
31045 | GA_AUGUSTA_BUSH_FIELD
31046 | GA_MACON_MIDDLE_GA_REGION
31047 | GA_WARNER_ROBINS_AFB
31049 | GA_AUGUSTA_BUSH_FIELD
31050 | GA_MACON_MIDDLE_GA_REGION
31051 | GA_WARNER_ROBINS_AFB
31052 | GA_MACON_MIDDLE_GA_REGION
31054 | GA_WARNER_ROBINS_AFB
31055 | GA_ALMA_BACON_COUNTY_AP
31057 | GA_MACON_MIDDLE_GA_REGION
31058 | GA_COLUMBUS_METROPOLITAN
31060 | GA_ALMA_BACON_COUNTY_AP
31061 | GA_MACON_MIDDLE_GA_REGION
31063 | GA_WARNER_ROBINS_AFB
31064 | GA_MACON_MIDDLE_GA_REGION
31065 | GA_WARNER_ROBINS_AFB
31066 | GA_MACON_MIDDLE_GA_REGION
31067 | GA_WARNER_ROBINS_AFB
31072 | GA_ALBANY_DOUGHERTY_COUNT
31073 | GA_WARNER_ROBINS_AFB
31076 | GA_MACON_MIDDLE_GA_REGION
31077 | GA_WARNER_ROBINS_AFB
31078 | GA_MACON_MIDDLE_GA_REGION
31079 | GA_WARNER_ROBINS_AFB
31081 | GA_COLUMBUS_METROPOLITAN
31082 | GA_WARNER_ROBINS_AFB
31083 | GA_ALMA_BACON_COUNTY_AP
31084 | GA_ALBANY_DOUGHERTY_COUNT
31085 | GA_ATHENS_BEN_EPPS_AP
31086 | GA_MACON_MIDDLE_GA_REGION
31087 | GA_AUGUSTA_BUSH_FIELD
31088 | GA_WARNER_ROBINS_AFB
31094 | GA_AUGUSTA_BUSH_FIELD
31095 | GA_WARNER_ROBINS_AFB
31097 | GA_MACON_MIDDLE_GA_REGION
31098 | GA_WARNER_ROBINS_AFB
31106 | GA_FULTON_CO_ARPT_BROW
31119 | GA_DEKALB_PEACHTREE
31126 | GA_FULTON_CO_ARPT_BROW
31141 | GA_DEKALB_PEACHTREE
31150 | GA_FULTON_CO_ARPT_BROW
31201 | GA_MACON_MIDDLE_GA_REGION
31301 | GA_HUNTER_AAF
31302 | GA_SAVANNAH_INTL_AP
31304 | GA_BRUNSWICK_GOLDEN_IS
31307 | GA_SAVANNAH_INTL_AP
31309 | GA_HUNTER_AAF
31312 | GA_SAVANNAH_INTL_AP
31313 | GA_HUNTER_AAF
31316 | GA_BRUNSWICK_GOLDEN_IS
31318 | GA_SAVANNAH_INTL_AP
31319 | GA_BRUNSWICK_GOLDEN_IS
31320 | GA_HUNTER_AAF
31321 | GA_SAVANNAH_INTL_AP
31323 | GA_HUNTER_AAF
31326 | GA_SAVANNAH_INTL_AP
31327 | GA_BRUNSWICK_GOLDEN_IS
31328 | GA_HUNTER_AAF
31329 | GA_SAVANNAH_INTL_AP
31331 | GA_BRUNSWICK_GOLDEN_IS
31333 | GA_HUNTER_AAF
31402 | GA_SAVANNAH_INTL_AP
31404 | GA_HUNTER_AAF
31407 | GA_SAVANNAH_INTL_AP
31409 | GA_HUNTER_AAF
31412 | GA_SAVANNAH_INTL_AP
31415 | GA_HUNTER_AAF
31416 | GA_SAVANNAH_INTL_AP
31419 | GA_HUNTER_AAF
31420 | GA_SAVANNAH_INTL_AP
31421 | GA_HUNTER_AAF
31422 | GA_SAVANNAH_INTL_AP
31498 | GA_HUNTER_AAF
31499 | GA_SAVANNAH_INTL_AP
31501 | GA_ALMA_BACON_COUNTY_AP
31520 | GA_BRUNSWICK_GOLDEN_IS
31521 | GA_BRUNSWICK_MALCOLM_MCKI
31525 | GA_BRUNSWICK_GOLDEN_IS
31527 | GA_BRUNSWICK_MALCOLM_MCKI
31532 | GA_ALMA_BACON_COUNTY_AP
31537 | FL_JACKSONVILLE_INTL_ARPT
31539 | GA_ALMA_BACON_COUNTY_AP
31543 | GA_BRUNSWICK_GOLDEN_IS
31544 | GA_ALMA_BACON_COUNTY_AP
31545 | GA_BRUNSWICK_GOLDEN_IS
31547 | FL_JACKSONVILLE_INTL_ARPT
31549 | GA_ALMA_BACON_COUNTY_AP
31553 | GA_BRUNSWICK_GOLDEN_IS
31554 | GA_ALMA_BACON_COUNTY_AP
31558 | FL_JACKSONVILLE_INTL_ARPT
31560 | GA_ALMA_BACON_COUNTY_AP
31561 | GA_BRUNSWICK_MALCOLM_MCKI
31563 | GA_ALMA_BACON_COUNTY_AP
31565 | GA_BRUNSWICK_MALCOLM_MCKI
31566 | GA_BRUNSWICK_GOLDEN_IS
31567 | GA_ALMA_BACON_COUNTY_AP
31568 | GA_BRUNSWICK_GOLDEN_IS
31569 | FL_JACKSONVILLE_INTL_ARPT
31598 | GA_BRUNSWICK_GOLDEN_IS
31601 | GA_VALDOSTA_WB_AIRPORT
31620 | GA_MOODY_AFB_VALDOSTA
31623 | GA_ALMA_BACON_COUNTY_AP
31625 | GA_MOODY_AFB_VALDOSTA
31626 | GA_VALDOSTA_WB_AIRPORT
31627 | GA_MOODY_AFB_VALDOSTA
31629 | GA_VALDOSTA_WB_AIRPORT
31630 | GA_MOODY_AFB_VALDOSTA
31636 | GA_VALDOSTA_WB_AIRPORT
31637 | GA_MOODY_AFB_VALDOSTA
31638 | GA_VALDOSTA_WB_AIRPORT
31639 | GA_MOODY_AFB_VALDOSTA
31642 | GA_ALMA_BACON_COUNTY_AP
31643 | GA_VALDOSTA_WB_AIRPORT
31645 | GA_MOODY_AFB_VALDOSTA
31646 | FL_JACKSONVILLE_INTL_ARPT
31647 | GA_MOODY_AFB_VALDOSTA
31648 | GA_VALDOSTA_WB_AIRPORT
31649 | GA_MOODY_AFB_VALDOSTA
31698 | GA_VALDOSTA_WB_AIRPORT
31701 | GA_ALBANY_DOUGHERTY_COUNT
31715 | FL_TALLAHASSEE_REGIONAL_A
31716 | GA_ALBANY_DOUGHERTY_COUNT
31717 | FL_TALLAHASSEE_REGIONAL_A
31720 | GA_VALDOSTA_WB_AIRPORT
31722 | GA_MOODY_AFB_VALDOSTA
31723 | AL_DOTHAN_MUNICIPAL_AP
31726 | GA_ALBANY_DOUGHERTY_COUNT
31727 | GA_MOODY_AFB_VALDOSTA
31728 | FL_TALLAHASSEE_REGIONAL_A
31730 | GA_ALBANY_DOUGHERTY_COUNT
31732 | AL_DOTHAN_MUNICIPAL_AP
31733 | GA_ALBANY_DOUGHERTY_COUNT
31734 | FL_TALLAHASSEE_REGIONAL_A
31735 | GA_ALBANY_DOUGHERTY_COUNT
31738 | GA_VALDOSTA_WB_AIRPORT
31739 | GA_ALBANY_DOUGHERTY_COUNT
31745 | AL_DOTHAN_MUNICIPAL_AP
31746 | GA_ALBANY_DOUGHERTY_COUNT
31747 | GA_MOODY_AFB_VALDOSTA
31750 | GA_ALMA_BACON_COUNTY_AP
31751 | AL_DOTHAN_MUNICIPAL_AP
31752 | FL_TALLAHASSEE_REGIONAL_A
31753 | GA_ALBANY_DOUGHERTY_COUNT
31754 | GA_FORT_BENNING_LAWSON
31756 | GA_ALBANY_DOUGHERTY_COUNT
31757 | FL_TALLAHASSEE_REGIONAL_A
31759 | AL_DOTHAN_MUNICIPAL_AP
31760 | GA_ALBANY_DOUGHERTY_COUNT
31761 | AL_DOTHAN_MUNICIPAL_AP
31762 | GA_ALBANY_DOUGHERTY_COUNT
31767 | GA_FORT_BENNING_LAWSON
31768 | GA_ALBANY_DOUGHERTY_COUNT
31769 | GA_MOODY_AFB_VALDOSTA
31770 | GA_ALBANY_DOUGHERTY_COUNT
31774 | GA_MOODY_AFB_VALDOSTA
31776 | GA_ALBANY_DOUGHERTY_COUNT
31778 | GA_VALDOSTA_WB_AIRPORT
31779 | GA_ALBANY_DOUGHERTY_COUNT
31792 | FL_TALLAHASSEE_REGIONAL_A
31793 | GA_MOODY_AFB_VALDOSTA
31795 | GA_ALBANY_DOUGHERTY_COUNT
31797 | FL_TALLAHASSEE_REGIONAL_A
31798 | GA_ALMA_BACON_COUNTY_AP
31799 | FL_TALLAHASSEE_REGIONAL_A
31801 | GA_COLUMBUS_METROPOLITAN
31803 | GA_FORT_BENNING_LAWSON
31804 | GA_COLUMBUS_METROPOLITAN
31805 | GA_FORT_BENNING_LAWSON
31807 | GA_COLUMBUS_METROPOLITAN
31814 | GA_FORT_BENNING_LAWSON
31816 | GA_COLUMBUS_METROPOLITAN
31821 | GA_FORT_BENNING_LAWSON
31822 | GA_COLUMBUS_METROPOLITAN
31824 | GA_FORT_BENNING_LAWSON
31826 | GA_COLUMBUS_METROPOLITAN
31832 | GA_FORT_BENNING_LAWSON
31833 | AL_AUBURN_OPELIKA_APT
31836 | GA_COLUMBUS_METROPOLITAN
31903 | GA_FORT_BENNING_LAWSON
31904 | GA_COLUMBUS_METROPOLITAN
31905 | GA_FORT_BENNING_LAWSON
31906 | GA_COLUMBUS_METROPOLITAN
32004 | FL_JACKSONVILLE_CRAIG
32007 | FL_JACKSONVILLE_NAS
32008 | FL_GAINESVILLE_REGIONAL_A
32009 | FL_JACKSONVILLE_INTL_ARPT
32013 | GA_VALDOSTA_WB_AIRPORT
32024 | FL_GAINESVILLE_REGIONAL_A
32030 | FL_JACKSONVILLE_NAS
32034 | FL_MAYPORT_NS
32035 | FL_JACKSONVILLE_INTL_ARPT
32038 | FL_GAINESVILLE_REGIONAL_A
32040 | FL_JACKSONVILLE_NAS
32041 | FL_JACKSONVILLE_INTL_ARPT
32042 | FL_GAINESVILLE_REGIONAL_A
32043 | FL_JACKSONVILLE_NAS
32044 | FL_GAINESVILLE_REGIONAL_A
32046 | FL_JACKSONVILLE_INTL_ARPT
32050 | FL_JACKSONVILLE_NAS
32052 | GA_VALDOSTA_WB_AIRPORT
32054 | FL_GAINESVILLE_REGIONAL_A
32059 | GA_VALDOSTA_WB_AIRPORT
32061 | FL_GAINESVILLE_REGIONAL_A
32062 | GA_VALDOSTA_WB_AIRPORT
32063 | FL_JACKSONVILLE_NAS
32064 | GA_VALDOSTA_WB_AIRPORT
32065 | FL_JACKSONVILLE_NAS
32066 | GA_VALDOSTA_WB_AIRPORT
32067 | FL_JACKSONVILLE_NAS
32071 | FL_GAINESVILLE_REGIONAL_A
32073 | FL_JACKSONVILLE_NAS
32082 | FL_JACKSONVILLE_CRAIG
32083 | FL_GAINESVILLE_REGIONAL_A
32084 | FL_JACKSONVILLE_NAS
32091 | FL_GAINESVILLE_REGIONAL_A
32092 | FL_JACKSONVILLE_NAS
32094 | GA_VALDOSTA_WB_AIRPORT
32095 | FL_JACKSONVILLE_NAS
32096 | GA_VALDOSTA_WB_AIRPORT
32097 | FL_JACKSONVILLE_INTL_ARPT
32099 | FL_JACKSONVILLE_NAS
32102 | FL_DAYTONA_BEACH_INTL_AP
32111 | FL_OCALA_MUNI_AWOS
32112 | FL_DAYTONA_BEACH_INTL_AP
32113 | FL_OCALA_MUNI_AWOS
32114 | FL_DAYTONA_BEACH_INTL_AP
32131 | FL_JACKSONVILLE_NAS
32132 | FL_DAYTONA_BEACH_INTL_AP
32133 | FL_OCALA_MUNI_AWOS
32135 | FL_DAYTONA_BEACH_INTL_AP
32138 | FL_GAINESVILLE_REGIONAL_A
32139 | FL_DAYTONA_BEACH_INTL_AP
32140 | FL_GAINESVILLE_REGIONAL_A
32141 | FL_DAYTONA_BEACH_INTL_AP
32145 | FL_JACKSONVILLE_NAS
32147 | FL_GAINESVILLE_REGIONAL_A
32151 | FL_DAYTONA_BEACH_INTL_AP
32158 | FL_OCALA_MUNI_AWOS
32160 | FL_GAINESVILLE_REGIONAL_A
32164 | FL_DAYTONA_BEACH_INTL_AP
32177 | FL_GAINESVILLE_REGIONAL_A
32179 | FL_OCALA_MUNI_AWOS
32180 | FL_DAYTONA_BEACH_INTL_AP
32182 | FL_GAINESVILLE_REGIONAL_A
32183 | FL_OCALA_MUNI_AWOS
32185 | FL_GAINESVILLE_REGIONAL_A
32190 | FL_DAYTONA_BEACH_INTL_AP
32192 | FL_OCALA_MUNI_AWOS
32198 | FL_DAYTONA_BEACH_INTL_AP
32201 | FL_JACKSONVILLE_NAS
32206 | FL_JACKSONVILLE_CRAIG
32207 | FL_JACKSONVILLE_NAS
32208 | FL_JACKSONVILLE_INTL_ARPT
32209 | FL_JACKSONVILLE_NAS
32211 | FL_JACKSONVILLE_CRAIG
32212 | FL_JACKSONVILLE_NAS
32216 | FL_JACKSONVILLE_CRAIG
32217 | FL_JACKSONVILLE_NAS
32218 | FL_JACKSONVILLE_INTL_ARPT
32220 | FL_JACKSONVILLE_NAS
32224 | FL_JACKSONVILLE_CRAIG
32226 | FL_MAYPORT_NS
32229 | FL_JACKSONVILLE_NAS
32233 | FL_MAYPORT_NS
32234 | FL_JACKSONVILLE_NAS
32246 | FL_JACKSONVILLE_CRAIG
32247 | FL_JACKSONVILLE_NAS
32250 | FL_JACKSONVILLE_CRAIG
32254 | FL_JACKSONVILLE_NAS
32260 | FL_MAYPORT_NS
32267 | FL_JACKSONVILLE_NAS
32301 | FL_TALLAHASSEE_REGIONAL_A
32320 | FL_TYNDALL_AFB
32321 | FL_TALLAHASSEE_REGIONAL_A
32328 | FL_TYNDALL_AFB
32330 | FL_TALLAHASSEE_REGIONAL_A
32331 | GA_VALDOSTA_WB_AIRPORT
32332 | FL_TALLAHASSEE_REGIONAL_A
32335 | FL_TYNDALL_AFB
32336 | FL_TALLAHASSEE_REGIONAL_A
32340 | GA_VALDOSTA_WB_AIRPORT
32343 | FL_TALLAHASSEE_REGIONAL_A
32347 | GA_VALDOSTA_WB_AIRPORT
32351 | FL_TALLAHASSEE_REGIONAL_A
32356 | GA_VALDOSTA_WB_AIRPORT
32358 | FL_TALLAHASSEE_REGIONAL_A
32359 | FL_GAINESVILLE_REGIONAL_A
32360 | FL_TALLAHASSEE_REGIONAL_A
32401 | FL_PANAMA_CITY_BAY_CO
32403 | FL_TYNDALL_AFB
32404 | FL_PANAMA_CITY_BAY_CO
32410 | FL_TYNDALL_AFB
32411 | FL_PANAMA_CITY_BAY_CO
32422 | FL_CRESTVIEW_BOB_SIKES_AP
32423 | AL_DOTHAN_MUNICIPAL_AP
32424 | FL_TYNDALL_AFB
32425 | AL_CAIRNS_FIELD_FORT_RUCK
32426 | AL_DOTHAN_MUNICIPAL_AP
32427 | AL_CAIRNS_FIELD_FORT_RUCK
32428 | AL_DOTHAN_MUNICIPAL_AP
32430 | FL_PANAMA_CITY_BAY_CO
32431 | AL_DOTHAN_MUNICIPAL_AP
32433 | FL_CRESTVIEW_BOB_SIKES_AP
32437 | FL_PANAMA_CITY_BAY_CO
32439 | FL_VALPARAISO_ELGIN_AFB
32440 | AL_DOTHAN_MUNICIPAL_AP
32442 | FL_TALLAHASSEE_REGIONAL_A
32443 | AL_DOTHAN_MUNICIPAL_AP
32444 | FL_PANAMA_CITY_BAY_CO
32445 | AL_DOTHAN_MUNICIPAL_AP
32449 | FL_TYNDALL_AFB
32452 | AL_CAIRNS_FIELD_FORT_RUCK
32454 | FL_VALPARAISO_ELGIN_AFB
32455 | FL_CRESTVIEW_BOB_SIKES_AP
32456 | FL_TYNDALL_AFB
32459 | FL_VALPARAISO_ELGIN_AFB
32460 | FL_TALLAHASSEE_REGIONAL_A
32461 | FL_PANAMA_CITY_BAY_CO
32464 | AL_CAIRNS_FIELD_FORT_RUCK
32465 | FL_TYNDALL_AFB
32466 | FL_PANAMA_CITY_BAY_CO
32501 | FL_PENSACOLA_REGIONAL_AP
32506 | FL_PENSACOLA_FOREST_SHERM
32513 | FL_PENSACOLA_REGIONAL_AP
32530 | FL_WHITING_FIELD_NAAS
32531 | FL_CRESTVIEW_BOB_SIKES_AP
32533 | FL_PENSACOLA_REGIONAL_AP
32535 | FL_WHITING_FIELD_NAAS
32536 | FL_CRESTVIEW_BOB_SIKES_AP
32540 | FL_VALPARAISO_ELGIN_AFB
32544 | FL_CRESTVIEW_BOB_SIKES_AP
32547 | FL_VALPARAISO_HURLBURT
32559 | FL_PENSACOLA_REGIONAL_AP
32563 | FL_WHITING_FIELD_NAAS
32564 | FL_CRESTVIEW_BOB_SIKES_AP
32565 | FL_WHITING_FIELD_NAAS
32566 | FL_VALPARAISO_HURLBURT
32567 | FL_CRESTVIEW_BOB_SIKES_AP
32568 | FL_WHITING_FIELD_NAAS
32569 | FL_VALPARAISO_HURLBURT
32570 | FL_WHITING_FIELD_NAAS
32571 | FL_PENSACOLA_REGIONAL_AP
32572 | FL_WHITING_FIELD_NAAS
32573 | FL_PENSACOLA_REGIONAL_AP
32577 | FL_WHITING_FIELD_NAAS
32578 | FL_VALPARAISO_ELGIN_AFB
32581 | FL_PENSACOLA_REGIONAL_AP
32583 | FL_WHITING_FIELD_NAAS
32588 | FL_VALPARAISO_ELGIN_AFB
32589 | FL_PENSACOLA_REGIONAL_AP
32601 | FL_GAINESVILLE_REGIONAL_A
32617 | FL_OCALA_MUNI_AWOS
32618 | FL_GAINESVILLE_REGIONAL_A
32625 | FL_OCALA_MUNI_AWOS
32626 | FL_GAINESVILLE_REGIONAL_A
32634 | FL_OCALA_MUNI_AWOS
32640 | FL_GAINESVILLE_REGIONAL_A
32663 | FL_OCALA_MUNI_AWOS
32664 | FL_GAINESVILLE_REGIONAL_A
32668 | FL_OCALA_MUNI_AWOS
32669 | FL_GAINESVILLE_REGIONAL_A
32681 | FL_OCALA_MUNI_AWOS
32693 | FL_GAINESVILLE_REGIONAL_A
32696 | FL_OCALA_MUNI_AWOS
32697 | FL_GAINESVILLE_REGIONAL_A
32701 | FL_ORLANDO_EXECUTIVE_AP
32702 | FL_ORLANDO_SANFORD_AIRPOR
32703 | FL_ORLANDO_EXECUTIVE_AP
32706 | FL_ORLANDO_SANFORD_AIRPOR
32707 | FL_ORLANDO_EXECUTIVE_AP
32708 | FL_ORLANDO_SANFORD_AIRPOR
32709 | FL_NASA_SHUTTLE_FCLTY
32710 | FL_ORLANDO_EXECUTIVE_AP
32713 | FL_ORLANDO_SANFORD_AIRPOR
32714 | FL_ORLANDO_EXECUTIVE_AP
32718 | FL_ORLANDO_SANFORD_AIRPOR
32722 | FL_DAYTONA_BEACH_INTL_AP
32725 | FL_ORLANDO_SANFORD_AIRPOR
32730 | FL_ORLANDO_EXECUTIVE_AP
32732 | FL_ORLANDO_SANFORD_AIRPOR
32733 | FL_ORLANDO_EXECUTIVE_AP
32735 | FL_ORLANDO_SANFORD_AIRPOR
32751 | FL_ORLANDO_EXECUTIVE_AP
32752 | FL_ORLANDO_SANFORD_AIRPOR
32754 | FL_NASA_SHUTTLE_FCLTY
32756 | FL_ORLANDO_SANFORD_AIRPOR
32759 | FL_NASA_SHUTTLE_FCLTY
32762 | FL_ORLANDO_SANFORD_AIRPOR
32768 | FL_ORLANDO_EXECUTIVE_AP
32771 | FL_ORLANDO_SANFORD_AIRPOR
32775 | FL_NASA_SHUTTLE_FCLTY
32776 | FL_ORLANDO_SANFORD_AIRPOR
32779 | FL_ORLANDO_EXECUTIVE_AP
32780 | FL_NASA_SHUTTLE_FCLTY
32784 | FL_ORLANDO_SANFORD_AIRPOR
32789 | FL_ORLANDO_EXECUTIVE_AP
32791 | FL_ORLANDO_SANFORD_AIRPOR
32792 | FL_ORLANDO_EXECUTIVE_AP
32795 | FL_ORLANDO_SANFORD_AIRPOR
32796 | FL_NASA_SHUTTLE_FCLTY
32798 | FL_ORLANDO_EXECUTIVE_AP
32809 | FL_ORLANDO_INTL_ARPT
32810 | FL_ORLANDO_EXECUTIVE_AP
32815 | FL_NASA_SHUTTLE_FCLTY
32816 | FL_ORLANDO_EXECUTIVE_AP
32819 | FL_ORLANDO_INTL_ARPT
32820 | FL_ORLANDO_EXECUTIVE_AP
32821 | FL_ORLANDO_INTL_ARPT
32822 | FL_ORLANDO_EXECUTIVE_AP
32824 | FL_ORLANDO_INTL_ARPT
32825 | FL_ORLANDO_EXECUTIVE_AP
32827 | FL_ORLANDO_INTL_ARPT
32828 | FL_ORLANDO_EXECUTIVE_AP
32831 | FL_ORLANDO_INTL_ARPT
32833 | FL_ORLANDO_EXECUTIVE_AP
32834 | FL_ORLANDO_INTL_ARPT
32835 | FL_ORLANDO_EXECUTIVE_AP
32836 | FL_ORLANDO_INTL_ARPT
32853 | FL_ORLANDO_EXECUTIVE_AP
32901 | FL_MELBOURNE_REGIONAL_AP
32920 | FL_NASA_SHUTTLE_FCLTY
32925 | FL_MELBOURNE_REGIONAL_AP
32926 | FL_NASA_SHUTTLE_FCLTY
32931 | FL_MELBOURNE_REGIONAL_AP
32948 | FL_VERO_BEACH_MUNICIPAL_A
32949 | FL_MELBOURNE_REGIONAL_AP
32953 | FL_NASA_SHUTTLE_FCLTY
32954 | FL_MELBOURNE_REGIONAL_AP
32957 | FL_VERO_BEACH_MUNICIPAL_A
32959 | FL_NASA_SHUTTLE_FCLTY
32960 | FL_VERO_BEACH_MUNICIPAL_A
33001 | FL_MARATHON_AIRPORT
33002 | FL_MIAMI_OPA_LOCKA
33004 | FL_FORT_LAUDERDALE_HOLLYW
33010 | FL_MIAMI_INTL_AP
33011 | FL_MIAMI_OPA_LOCKA
33019 | FL_FORT_LAUDERDALE_HOLLYW
33025 | FL_MIAMI_OPA_LOCKA
33030 | FL_HOMESTEAD_AFB
33036 | FL_MARATHON_AIRPORT
33037 | FL_HOMESTEAD_AFB
33040 | FL_KEY_WEST_INTL_ARPT
33042 | FL_KEY_WEST_NAS
33043 | FL_MARATHON_AIRPORT
33044 | FL_KEY_WEST_NAS
33045 | FL_KEY_WEST_INTL_ARPT
33050 | FL_MARATHON_AIRPORT
33054 | FL_MIAMI_OPA_LOCKA
33060 | FL_FORT_LAUDERDALE
33070 | FL_HOMESTEAD_AFB
33071 | FL_FORT_LAUDERDALE
33081 | FL_FORT_LAUDERDALE_HOLLYW
33090 | FL_HOMESTEAD_AFB
33093 | FL_FORT_LAUDERDALE
33101 | FL_MIAMI_INTL_AP
33138 | FL_MIAMI_OPA_LOCKA
33139 | FL_MIAMI_INTL_AP
33141 | FL_MIAMI_OPA_LOCKA
33142 | FL_MIAMI_INTL_AP
33147 | FL_MIAMI_OPA_LOCKA
33148 | FL_MIAMI_INTL_AP
33150 | FL_MIAMI_OPA_LOCKA
33151 | FL_MIAMI_INTL_AP
33154 | FL_MIAMI_OPA_LOCKA
33155 | FL_MIAMI_INTL_AP
33156 | FL_MIAMI_KENDALL_TAMIA
33159 | FL_MIAMI_INTL_AP
33160 | FL_FORT_LAUDERDALE_HOLLYW
33161 | FL_MIAMI_OPA_LOCKA
33163 | FL_MIAMI_INTL_AP
33167 | FL_MIAMI_OPA_LOCKA
33170 | FL_HOMESTEAD_AFB
33172 | FL_MIAMI_INTL_AP
33173 | FL_MIAMI_KENDALL_TAMIA
33174 | FL_MIAMI_INTL_AP
33175 | FL_MIAMI_KENDALL_TAMIA
33178 | FL_MIAMI_INTL_AP
33179 | FL_MIAMI_OPA_LOCKA
33180 | FL_FORT_LAUDERDALE_HOLLYW
33181 | FL_MIAMI_OPA_LOCKA
33182 | FL_MIAMI_INTL_AP
33183 | FL_MIAMI_KENDALL_TAMIA
33184 | FL_MIAMI_INTL_AP
33185 | FL_MIAMI_KENDALL_TAMIA
33188 | FL_MIAMI_INTL_AP
33189 | FL_HOMESTEAD_AFB
33192 | FL_MIAMI_INTL_AP
33193 | FL_MIAMI_KENDALL_TAMIA
33195 | FL_MIAMI_INTL_AP
33196 | FL_MIAMI_KENDALL_TAMIA
33197 | FL_MIAMI_INTL_AP
33256 | FL_MIAMI_KENDALL_TAMIA
33257 | FL_MIAMI_INTL_AP
33261 | FL_MIAMI_OPA_LOCKA
33265 | FL_MIAMI_INTL_AP
33280 | FL_FORT_LAUDERDALE_HOLLYW
33283 | FL_MIAMI_KENDALL_TAMIA
33299 | FL_MIAMI_INTL_AP
33301 | FL_FORT_LAUDERDALE_HOLLYW
33305 | FL_FORT_LAUDERDALE
33307 | FL_FORT_LAUDERDALE_HOLLYW
33308 | FL_FORT_LAUDERDALE
33310 | FL_FORT_LAUDERDALE_HOLLYW
33311 | FL_FORT_LAUDERDALE
33312 | FL_FORT_LAUDERDALE_HOLLYW
33313 | FL_FORT_LAUDERDALE
33314 | FL_FORT_LAUDERDALE_HOLLYW
33319 | FL_FORT_LAUDERDALE
33320 | FL_FORT_LAUDERDALE_HOLLYW
33321 | FL_FORT_LAUDERDALE
33324 | FL_FORT_LAUDERDALE_HOLLYW
33327 | FL_MIAMI_OPA_LOCKA
33328 | FL_FORT_LAUDERDALE_HOLLYW
33331 | FL_MIAMI_OPA_LOCKA
33334 | FL_FORT_LAUDERDALE
33335 | FL_FORT_LAUDERDALE_HOLLYW
33346 | FL_FORT_LAUDERDALE
33348 | FL_FORT_LAUDERDALE_HOLLYW
33351 | FL_FORT_LAUDERDALE
33355 | FL_FORT_LAUDERDALE_HOLLYW
33359 | FL_FORT_LAUDERDALE
33388 | FL_FORT_LAUDERDALE_HOLLYW
33401 | FL_WEST_PALM_BEACH_INTL_A
33427 | FL_FORT_LAUDERDALE
33430 | FL_WEST_PALM_BEACH_INTL_A
33431 | FL_FORT_LAUDERDALE
33435 | FL_WEST_PALM_BEACH_INTL_A
33441 | FL_FORT_LAUDERDALE
33444 | FL_WEST_PALM_BEACH_INTL_A
33471 | FL_SOUTHWEST_FLORIDA_I
33474 | FL_WEST_PALM_BEACH_INTL_A
33481 | FL_FORT_LAUDERDALE
33482 | FL_WEST_PALM_BEACH_INTL_A
33486 | FL_FORT_LAUDERDALE
33493 | FL_WEST_PALM_BEACH_INTL_A
33496 | FL_FORT_LAUDERDALE
33503 | FL_MACDILL_AFB
33509 | FL_TAMPA_INTERNATIONAL_AP
33511 | FL_MACDILL_AFB
33513 | FL_OCALA_MUNI_AWOS
33523 | FL_LAKELAND_LINDER_RGN
33534 | FL_MACDILL_AFB
33537 | FL_LAKELAND_LINDER_RGN
33538 | FL_OCALA_MUNI_AWOS
33539 | FL_LAKELAND_LINDER_RGN
33543 | FL_TAMPA_INTERNATIONAL_AP
33547 | FL_LAKELAND_LINDER_RGN
33548 | FL_TAMPA_INTERNATIONAL_AP
33564 | FL_LAKELAND_LINDER_RGN
33568 | FL_MACDILL_AFB
33574 | FL_LAKELAND_LINDER_RGN
33576 | FL_TAMPA_INTERNATIONAL_AP
33585 | FL_OCALA_MUNI_AWOS
33586 | FL_ST_PETERSBURG_ALBERT_W
33587 | FL_LAKELAND_LINDER_RGN
33592 | FL_TAMPA_INTERNATIONAL_AP
33593 | FL_LAKELAND_LINDER_RGN
33598 | FL_MACDILL_AFB
33601 | FL_TAMPA_INTERNATIONAL_AP
33608 | FL_MACDILL_AFB
33609 | FL_TAMPA_INTERNATIONAL_AP
33611 | FL_MACDILL_AFB
33612 | FL_TAMPA_INTERNATIONAL_AP
33616 | FL_MACDILL_AFB
33617 | FL_TAMPA_INTERNATIONAL_AP
33621 | FL_MACDILL_AFB
33622 | FL_TAMPA_INTERNATIONAL_AP
33701 | FL_ST_PETERSBURG_ALBERT_W
33702 | FL_ST_PETERSBURG_CLEAR
33703 | FL_ST_PETERSBURG_ALBERT_W
33708 | FL_ST_PETERSBURG_CLEAR
33710 | FL_ST_PETERSBURG_ALBERT_W
33716 | FL_ST_PETERSBURG_CLEAR
33728 | FL_ST_PETERSBURG_ALBERT_W
33738 | FL_ST_PETERSBURG_CLEAR
33740 | FL_ST_PETERSBURG_ALBERT_W
33744 | FL_ST_PETERSBURG_CLEAR
33784 | FL_ST_PETERSBURG_ALBERT_W
33785 | FL_ST_PETERSBURG_CLEAR
33801 | FL_LAKELAND_LINDER_RGN
33836 | FL_ORLANDO_INTL_ARPT
33838 | FL_LAKELAND_LINDER_RGN
33848 | FL_ORLANDO_INTL_ARPT
33849 | FL_LAKELAND_LINDER_RGN
33852 | FL_SOUTHWEST_FLORIDA_I
33853 | FL_LAKELAND_LINDER_RGN
33857 | FL_VERO_BEACH_MUNICIPAL_A
33858 | FL_ORLANDO_INTL_ARPT
33859 | FL_LAKELAND_LINDER_RGN
33862 | FL_SOUTHWEST_FLORIDA_I
33863 | FL_LAKELAND_LINDER_RGN
33865 | FL_SARASOTA_BRADENTON
33867 | FL_LAKELAND_LINDER_RGN
33901 | FL_FORT_MYERS_PAGE_FIELD
33913 | FL_SOUTHWEST_FLORIDA_I
33914 | FL_FORT_MYERS_PAGE_FIELD
33920 | FL_SOUTHWEST_FLORIDA_I
33921 | FL_FORT_MYERS_PAGE_FIELD
33926 | FL_NAPLES_MUNICIPAL
33927 | FL_FORT_MYERS_PAGE_FIELD
33928 | FL_SOUTHWEST_FLORIDA_I
33931 | FL_FORT_MYERS_PAGE_FIELD
33935 | FL_SOUTHWEST_FLORIDA_I
33938 | FL_FORT_MYERS_PAGE_FIELD
33944 | FL_SOUTHWEST_FLORIDA_I
33945 | FL_FORT_MYERS_PAGE_FIELD
33953 | FL_SARASOTA_BRADENTON
33954 | FL_FORT_MYERS_PAGE_FIELD
33959 | FL_NAPLES_MUNICIPAL
33960 | FL_SOUTHWEST_FLORIDA_I
33965 | FL_FORT_MYERS_PAGE_FIELD
33970 | FL_SOUTHWEST_FLORIDA_I
33980 | FL_FORT_MYERS_PAGE_FIELD
34101 | FL_NAPLES_MUNICIPAL
34133 | FL_SOUTHWEST_FLORIDA_I
34134 | FL_NAPLES_MUNICIPAL
34142 | FL_SOUTHWEST_FLORIDA_I
34145 | FL_NAPLES_MUNICIPAL
34201 | FL_SARASOTA_BRADENTON
34224 | FL_FORT_MYERS_PAGE_FIELD
34228 | FL_SARASOTA_BRADENTON
34250 | FL_ST_PETERSBURG_ALBERT_W
34251 | FL_SARASOTA_BRADENTON
34265 | FL_FORT_MYERS_PAGE_FIELD
34270 | FL_SARASOTA_BRADENTON
34420 | FL_OCALA_MUNI_AWOS
34601 | FL_TAMPA_INTERNATIONAL_AP
34602 | FL_LAKELAND_LINDER_RGN
34603 | FL_TAMPA_INTERNATIONAL_AP
34614 | FL_OCALA_MUNI_AWOS
34615 | FL_ST_PETERSBURG_CLEAR
34636 | FL_OCALA_MUNI_AWOS
34639 | FL_TAMPA_INTERNATIONAL_AP
34660 | FL_ST_PETERSBURG_CLEAR
34661 | FL_OCALA_MUNI_AWOS
34667 | FL_TAMPA_INTERNATIONAL_AP
34677 | FL_ST_PETERSBURG_CLEAR
34679 | FL_TAMPA_INTERNATIONAL_AP
34681 | FL_ST_PETERSBURG_CLEAR
34685 | FL_TAMPA_INTERNATIONAL_AP
34688 | FL_ST_PETERSBURG_CLEAR
34690 | FL_TAMPA_INTERNATIONAL_AP
34695 | FL_ST_PETERSBURG_CLEAR
34705 | FL_ORLANDO_EXECUTIVE_AP
34731 | FL_OCALA_MUNI_AWOS
34734 | FL_ORLANDO_EXECUTIVE_AP
34739 | FL_MELBOURNE_REGIONAL_AP
34740 | FL_ORLANDO_EXECUTIVE_AP
34741 | FL_ORLANDO_INTL_ARPT
34748 | FL_OCALA_MUNI_AWOS
34753 | FL_ORLANDO_EXECUTIVE_AP
34758 | FL_ORLANDO_INTL_ARPT
34760 | FL_ORLANDO_EXECUTIVE_AP
34762 | FL_OCALA_MUNI_AWOS
34769 | FL_ORLANDO_INTL_ARPT
34773 | FL_MELBOURNE_REGIONAL_AP
34777 | FL_ORLANDO_EXECUTIVE_AP
34785 | FL_OCALA_MUNI_AWOS
34786 | FL_ORLANDO_EXECUTIVE_AP
34788 | FL_ORLANDO_SANFORD_AIRPOR
34789 | FL_OCALA_MUNI_AWOS
34797 | FL_ORLANDO_EXECUTIVE_AP
34945 | FL_ST_LUCIE_CO_INTL
35004 | AL_BIRMINGHAM_MUNICIPAL_A
35010 | AL_AUBURN_OPELIKA_APT
35013 | AL_GADSEN_MUNI_AWOS
35014 | AL_ANNISTON_METROPOLITAN
35015 | AL_BIRMINGHAM_MUNICIPAL_A
35016 | AL_HUNTSVILLE_INTL_JONES
35020 | AL_BIRMINGHAM_MUNICIPAL_A
35031 | AL_GADSEN_MUNI_AWOS
35032 | AL_BIRMINGHAM_MUNICIPAL_A
35034 | AL_TUSCALOOSA_MUNICIPAL_A
35035 | AL_BIRMINGHAM_MUNICIPAL_A
35042 | AL_TUSCALOOSA_MUNICIPAL_A
35043 | AL_BIRMINGHAM_MUNICIPAL_A
35045 | AL_MAXWELL_AFB
35048 | AL_BIRMINGHAM_MUNICIPAL_A
35049 | AL_GADSEN_MUNI_AWOS
35051 | AL_BIRMINGHAM_MUNICIPAL_A
35054 | AL_ANNISTON_METROPOLITAN
35055 | AL_HUNTSVILLE_INTL_JONES
35060 | AL_BIRMINGHAM_MUNICIPAL_A
35072 | AL_ANNISTON_METROPOLITAN
35073 | AL_BIRMINGHAM_MUNICIPAL_A
35074 | AL_TUSCALOOSA_MUNICIPAL_A
35077 | AL_BIRMINGHAM_MUNICIPAL_A
35082 | AL_ANNISTON_METROPOLITAN
35083 | AL_GADSEN_MUNI_AWOS
35085 | AL_BIRMINGHAM_MUNICIPAL_A
35087 | AL_HUNTSVILLE_INTL_JONES
35089 | AL_AUBURN_OPELIKA_APT
35091 | AL_BIRMINGHAM_MUNICIPAL_A
35096 | AL_ANNISTON_METROPOLITAN
35097 | AL_BIRMINGHAM_MUNICIPAL_A
35098 | AL_HUNTSVILLE_INTL_JONES
35111 | AL_BIRMINGHAM_MUNICIPAL_A
35121 | AL_GADSEN_MUNI_AWOS
35123 | AL_BIRMINGHAM_MUNICIPAL_A
35125 | AL_ANNISTON_METROPOLITAN
35126 | AL_BIRMINGHAM_MUNICIPAL_A
35128 | AL_ANNISTON_METROPOLITAN
35130 | AL_BIRMINGHAM_MUNICIPAL_A
35131 | AL_GADSEN_MUNI_AWOS
35133 | AL_BIRMINGHAM_MUNICIPAL_A
35135 | AL_ANNISTON_METROPOLITAN
35136 | AL_MAXWELL_AFB
35137 | AL_BIRMINGHAM_MUNICIPAL_A
35149 | AL_ANNISTON_METROPOLITAN
35171 | AL_MAXWELL_AFB
35172 | AL_BIRMINGHAM_MUNICIPAL_A
35175 | AL_HUNTSVILLE_INTL_JONES
35176 | AL_BIRMINGHAM_MUNICIPAL_A
35179 | AL_HUNTSVILLE_INTL_JONES
35180 | AL_BIRMINGHAM_MUNICIPAL_A
35182 | AL_GADSEN_MUNI_AWOS
35183 | AL_MAXWELL_AFB
35184 | AL_TUSCALOOSA_MUNICIPAL_A
35185 | AL_BIRMINGHAM_MUNICIPAL_A
35188 | AL_TUSCALOOSA_MUNICIPAL_A
35201 | AL_BIRMINGHAM_MUNICIPAL_A
35401 | AL_TUSCALOOSA_MUNICIPAL_A
35443 | MS_MERIDIAN_NAAS
35444 | AL_TUSCALOOSA_MUNICIPAL_A
35459 | MS_MERIDIAN_NAAS
35461 | MS_COLUMBUS_AFB
35462 | AL_TUSCALOOSA_MUNICIPAL_A
35464 | MS_MERIDIAN_NAAS
35466 | AL_TUSCALOOSA_MUNICIPAL_A
35470 | MS_MERIDIAN_NAAS
35471 | MS_COLUMBUS_AFB
35473 | AL_TUSCALOOSA_MUNICIPAL_A
35477 | MS_MERIDIAN_NAAS
35478 | AL_TUSCALOOSA_MUNICIPAL_A
35481 | MS_COLUMBUS_AFB
35482 | AL_TUSCALOOSA_MUNICIPAL_A
35501 | AL_BIRMINGHAM_MUNICIPAL_A
35540 | AL_HUNTSVILLE_INTL_JONES
35541 | AL_BIRMINGHAM_MUNICIPAL_A
35542 | AL_TUSCALOOSA_MUNICIPAL_A
35543 | AL_MUSCLE_SHOALS_REGIONAL
35544 | MS_COLUMBUS_AFB
35546 | AL_TUSCALOOSA_MUNICIPAL_A
35548 | MS_COLUMBUS_AFB
35549 | AL_TUSCALOOSA_MUNICIPAL_A
35550 | AL_BIRMINGHAM_MUNICIPAL_A
35551 | AL_MUSCLE_SHOALS_REGIONAL
35552 | MS_COLUMBUS_AFB
35553 | AL_MUSCLE_SHOALS_REGIONAL
35554 | AL_TUSCALOOSA_MUNICIPAL_A
35555 | MS_COLUMBUS_AFB
35560 | AL_BIRMINGHAM_MUNICIPAL_A
35563 | MS_COLUMBUS_AFB
35564 | AL_MUSCLE_SHOALS_REGIONAL
35570 | MS_TUPELO_C_D_LEMONS_ARPT
35571 | AL_MUSCLE_SHOALS_REGIONAL
35573 | AL_TUSCALOOSA_MUNICIPAL_A
35574 | MS_COLUMBUS_AFB
35575 | AL_MUSCLE_SHOALS_REGIONAL
35576 | MS_COLUMBUS_AFB
35577 | AL_MUSCLE_SHOALS_REGIONAL
35578 | AL_BIRMINGHAM_MUNICIPAL_A
35579 | AL_TUSCALOOSA_MUNICIPAL_A
35580 | AL_BIRMINGHAM_MUNICIPAL_A
35581 | AL_MUSCLE_SHOALS_REGIONAL
35584 | AL_BIRMINGHAM_MUNICIPAL_A
35585 | AL_MUSCLE_SHOALS_REGIONAL
35586 | MS_COLUMBUS_AFB
35587 | AL_BIRMINGHAM_MUNICIPAL_A
35592 | MS_COLUMBUS_AFB
35593 | AL_MUSCLE_SHOALS_REGIONAL
35594 | MS_COLUMBUS_AFB
35601 | AL_HUNTSVILLE_INTL_JONES
35610 | AL_MUSCLE_SHOALS_REGIONAL
35611 | AL_HUNTSVILLE_INTL_JONES
35616 | AL_MUSCLE_SHOALS_REGIONAL
35619 | AL_HUNTSVILLE_INTL_JONES
35630 | AL_MUSCLE_SHOALS_REGIONAL
35640 | AL_HUNTSVILLE_INTL_JONES
35643 | AL_MUSCLE_SHOALS_REGIONAL
35649 | AL_HUNTSVILLE_INTL_JONES
35650 | AL_MUSCLE_SHOALS_REGIONAL
35670 | AL_HUNTSVILLE_INTL_JONES
35672 | AL_MUSCLE_SHOALS_REGIONAL
35673 | AL_HUNTSVILLE_INTL_JONES
35674 | AL_MUSCLE_SHOALS_REGIONAL
35699 | AL_HUNTSVILLE_INTL_JONES
35740 | TN_CHATTANOOGA_LOVELL_FIE
35741 | AL_HUNTSVILLE_INTL_JONES
35744 | AL_GADSEN_MUNI_AWOS
35745 | AL_HUNTSVILLE_INTL_JONES
35746 | TN_CHATTANOOGA_LOVELL_FIE
35747 | AL_HUNTSVILLE_INTL_JONES
35755 | AL_GADSEN_MUNI_AWOS
35756 | AL_HUNTSVILLE_INTL_JONES
35765 | TN_CHATTANOOGA_LOVELL_FIE
35766 | AL_HUNTSVILLE_INTL_JONES
35771 | AL_GADSEN_MUNI_AWOS
35772 | TN_CHATTANOOGA_LOVELL_FIE
35773 | AL_HUNTSVILLE_INTL_JONES
35901 | AL_GADSEN_MUNI_AWOS
35958 | TN_CHATTANOOGA_LOVELL_FIE
35959 | GA_ROME_R_B_RUSSELL_AP
35960 | AL_GADSEN_MUNI_AWOS
35966 | TN_CHATTANOOGA_LOVELL_FIE
35967 | GA_ROME_R_B_RUSSELL_AP
35971 | AL_GADSEN_MUNI_AWOS
35973 | GA_ROME_R_B_RUSSELL_AP
35974 | AL_GADSEN_MUNI_AWOS
35978 | GA_ROME_R_B_RUSSELL_AP
35979 | TN_CHATTANOOGA_LOVELL_FIE
35980 | AL_GADSEN_MUNI_AWOS
35984 | GA_ROME_R_B_RUSSELL_AP
35986 | AL_GADSEN_MUNI_AWOS
35988 | GA_ROME_R_B_RUSSELL_AP
35990 | AL_GADSEN_MUNI_AWOS
36003 | AL_MONTGOMERY_DANNELLY_FI
36005 | AL_TROY_AF
36006 | AL_MAXWELL_AFB
36009 | AL_TROY_AF
36013 | AL_MAXWELL_AFB
36015 | AL_TROY_AF
36020 | AL_MAXWELL_AFB
36023 | AL_AUBURN_OPELIKA_APT
36024 | AL_MAXWELL_AFB
36027 | GA_FORT_BENNING_LAWSON
36028 | AL_TROY_AF
36030 | AL_MONTGOMERY_DANNELLY_FI
36031 | AL_AUBURN_OPELIKA_APT
36032 | AL_MONTGOMERY_DANNELLY_FI
36033 | AL_TROY_AF
36039 | AL_MAXWELL_AFB
36040 | AL_MONTGOMERY_DANNELLY_FI
36041 | AL_TROY_AF
36043 | AL_MONTGOMERY_DANNELLY_FI
36045 | AL_MAXWELL_AFB
36046 | AL_TROY_AF
36047 | AL_MONTGOMERY_DANNELLY_FI
36048 | AL_TROY_AF
36051 | AL_MAXWELL_AFB
36053 | AL_TROY_AF
36054 | AL_MAXWELL_AFB
36061 | AL_TROY_AF
36064 | AL_MAXWELL_AFB
36065 | AL_TROY_AF
36066 | AL_MAXWELL_AFB
36069 | AL_MONTGOMERY_DANNELLY_FI
36071 | AL_TROY_AF
36072 | GA_FORT_BENNING_LAWSON
36075 | AL_MAXWELL_AFB
36079 | AL_TROY_AF
36080 | AL_MAXWELL_AFB
36081 | AL_TROY_AF
36083 | AL_AUBURN_OPELIKA_APT
36089 | AL_TROY_AF
36091 | AL_MAXWELL_AFB
36201 | AL_ANNISTON_METROPOLITAN
36256 | AL_AUBURN_OPELIKA_APT
36257 | AL_ANNISTON_METROPOLITAN
36271 | AL_GADSEN_MUNI_AWOS
36273 | AL_ANNISTON_METROPOLITAN
36274 | AL_AUBURN_OPELIKA_APT
36275 | AL_GADSEN_MUNI_AWOS
36276 | AL_ANNISTON_METROPOLITAN
36279 | AL_GADSEN_MUNI_AWOS
36280 | AL_ANNISTON_METROPOLITAN
36301 | AL_DOTHAN_MUNICIPAL_AP
36311 | AL_CAIRNS_FIELD_FORT_RUCK
36312 | AL_DOTHAN_MUNICIPAL_AP
36313 | AL_CAIRNS_FIELD_FORT_RUCK
36317 | AL_DOTHAN_MUNICIPAL_AP
36318 | AL_CAIRNS_FIELD_FORT_RUCK
36319 | AL_DOTHAN_MUNICIPAL_AP
36322 | AL_CAIRNS_FIELD_FORT_RUCK
36343 | AL_DOTHAN_MUNICIPAL_AP
36344 | AL_CAIRNS_FIELD_FORT_RUCK
36345 | AL_DOTHAN_MUNICIPAL_AP
36346 | AL_TROY_AF
36349 | AL_DOTHAN_MUNICIPAL_AP
36351 | AL_CAIRNS_FIELD_FORT_RUCK
36353 | AL_DOTHAN_MUNICIPAL_AP
36360 | AL_CAIRNS_FIELD_FORT_RUCK
36370 | AL_DOTHAN_MUNICIPAL_AP
36375 | AL_CAIRNS_FIELD_FORT_RUCK
36376 | AL_DOTHAN_MUNICIPAL_AP
36401 | FL_WHITING_FIELD_NAAS
36419 | AL_MOBILE_DOWNTOWN_AP
36420 | FL_CRESTVIEW_BOB_SIKES_AP
36425 | AL_MONTGOMERY_DANNELLY_FI
36426 | FL_WHITING_FIELD_NAAS
36429 | FL_CRESTVIEW_BOB_SIKES_AP
36431 | FL_WHITING_FIELD_NAAS
36435 | AL_MONTGOMERY_DANNELLY_FI
36436 | MS_MERIDIAN_KEY_FIELD
36439 | FL_WHITING_FIELD_NAAS
36442 | FL_CRESTVIEW_BOB_SIKES_AP
36444 | AL_MONTGOMERY_DANNELLY_FI
36445 | FL_WHITING_FIELD_NAAS
36446 | MS_MERIDIAN_KEY_FIELD
36449 | FL_WHITING_FIELD_NAAS
36451 | MS_MERIDIAN_KEY_FIELD
36453 | AL_CAIRNS_FIELD_FORT_RUCK
36454 | FL_WHITING_FIELD_NAAS
36455 | FL_CRESTVIEW_BOB_SIKES_AP
36456 | AL_TROY_AF
36457 | FL_WHITING_FIELD_NAAS
36467 | AL_CAIRNS_FIELD_FORT_RUCK
36470 | FL_WHITING_FIELD_NAAS
36474 | FL_CRESTVIEW_BOB_SIKES_AP
36475 | FL_WHITING_FIELD_NAAS
36476 | FL_CRESTVIEW_BOB_SIKES_AP
36477 | AL_CAIRNS_FIELD_FORT_RUCK
36480 | AL_MOBILE_DOWNTOWN_AP
36481 | AL_MONTGOMERY_DANNELLY_FI
36482 | FL_WHITING_FIELD_NAAS
36483 | FL_CRESTVIEW_BOB_SIKES_AP
36501 | AL_MOBILE_DOWNTOWN_AP
36502 | FL_WHITING_FIELD_NAAS
36505 | AL_MOBILE_DOWNTOWN_AP
36511 | FL_PENSACOLA_FOREST_SHERM
36512 | AL_MOBILE_DOWNTOWN_AP
36513 | AL_MOBILE_REGIONAL_AP
36515 | AL_MOBILE_DOWNTOWN_AP
36518 | AL_MOBILE_REGIONAL_AP
36523 | AL_MOBILE_DOWNTOWN_AP
36524 | MS_MERIDIAN_KEY_FIELD
36525 | AL_MOBILE_DOWNTOWN_AP
36529 | AL_MOBILE_REGIONAL_AP
36530 | FL_PENSACOLA_FOREST_SHERM
36532 | AL_MOBILE_DOWNTOWN_AP
36535 | FL_PENSACOLA_FOREST_SHERM
36538 | MS_MERIDIAN_KEY_FIELD
36539 | AL_MOBILE_REGIONAL_AP
36540 | AL_MOBILE_DOWNTOWN_AP
36541 | AL_MOBILE_REGIONAL_AP
36542 | FL_PENSACOLA_FOREST_SHERM
36543 | FL_WHITING_FIELD_NAAS
36544 | AL_MOBILE_REGIONAL_AP
36547 | FL_PENSACOLA_FOREST_SHERM
36548 | AL_MOBILE_REGIONAL_AP
36549 | FL_PENSACOLA_FOREST_SHERM
36550 | AL_MOBILE_DOWNTOWN_AP
36553 | AL_MOBILE_REGIONAL_AP
36555 | AL_MOBILE_DOWNTOWN_AP
36556 | AL_MOBILE_REGIONAL_AP
36558 | MS_MERIDIAN_KEY_FIELD
36559 | AL_MOBILE_DOWNTOWN_AP
36560 | AL_MOBILE_REGIONAL_AP
36561 | FL_PENSACOLA_FOREST_SHERM
36562 | AL_MOBILE_DOWNTOWN_AP
36568 | AL_MOBILE_REGIONAL_AP
36570 | MS_MERIDIAN_KEY_FIELD
36571 | AL_MOBILE_DOWNTOWN_AP
36574 | FL_PENSACOLA_FOREST_SHERM
36575 | AL_MOBILE_REGIONAL_AP
36576 | AL_MOBILE_DOWNTOWN_AP
36580 | FL_PENSACOLA_FOREST_SHERM
36581 | AL_MOBILE_REGIONAL_AP
36582 | AL_MOBILE_DOWNTOWN_AP
36583 | AL_MOBILE_REGIONAL_AP
36586 | AL_MOBILE_DOWNTOWN_AP
36587 | AL_MOBILE_REGIONAL_AP
36590 | AL_MOBILE_DOWNTOWN_AP
36608 | AL_MOBILE_REGIONAL_AP
36610 | AL_MOBILE_DOWNTOWN_AP
36613 | AL_MOBILE_REGIONAL_AP
36614 | AL_MOBILE_DOWNTOWN_AP
36615 | AL_MOBILE_REGIONAL_AP
36616 | AL_MOBILE_DOWNTOWN_AP
36618 | AL_MOBILE_REGIONAL_AP
36621 | AL_MOBILE_DOWNTOWN_AP
36685 | AL_MOBILE_REGIONAL_AP
36688 | AL_MOBILE_DOWNTOWN_AP
36695 | AL_MOBILE_REGIONAL_AP
36701 | AL_MONTGOMERY_DANNELLY_FI
36721 | MS_MERIDIAN_NAAS
36723 | AL_MONTGOMERY_DANNELLY_FI
36727 | MS_MERIDIAN_KEY_FIELD
36728 | AL_MONTGOMERY_DANNELLY_FI
36732 | MS_MERIDIAN_NAAS
36738 | AL_TUSCALOOSA_MUNICIPAL_A
36740 | MS_MERIDIAN_NAAS
36741 | AL_MONTGOMERY_DANNELLY_FI
36742 | MS_MERIDIAN_NAAS
36744 | AL_TUSCALOOSA_MUNICIPAL_A
36745 | MS_MERIDIAN_NAAS
36749 | AL_MAXWELL_AFB
36751 | AL_MONTGOMERY_DANNELLY_FI
36754 | MS_MERIDIAN_NAAS
36756 | AL_TUSCALOOSA_MUNICIPAL_A
36758 | AL_MAXWELL_AFB
36759 | AL_TUSCALOOSA_MUNICIPAL_A
36761 | AL_MONTGOMERY_DANNELLY_FI
36762 | MS_MERIDIAN_KEY_FIELD
36763 | MS_MERIDIAN_NAAS
36765 | AL_TUSCALOOSA_MUNICIPAL_A
36766 | AL_MONTGOMERY_DANNELLY_FI
36769 | MS_MERIDIAN_NAAS
36773 | AL_MONTGOMERY_DANNELLY_FI
36776 | AL_TUSCALOOSA_MUNICIPAL_A
36778 | AL_MONTGOMERY_DANNELLY_FI
36779 | AL_TUSCALOOSA_MUNICIPAL_A
36782 | MS_MERIDIAN_NAAS
36785 | AL_MONTGOMERY_DANNELLY_FI
36786 | AL_TUSCALOOSA_MUNICIPAL_A
36790 | AL_MAXWELL_AFB
36792 | AL_TUSCALOOSA_MUNICIPAL_A
36801 | AL_AUBURN_OPELIKA_APT
36851 | GA_FORT_BENNING_LAWSON
36852 | AL_AUBURN_OPELIKA_APT
36856 | GA_FORT_BENNING_LAWSON
36861 | AL_AUBURN_OPELIKA_APT
36867 | GA_COLUMBUS_METROPOLITAN
36869 | GA_FORT_BENNING_LAWSON
36870 | GA_COLUMBUS_METROPOLITAN
36871 | GA_FORT_BENNING_LAWSON
36872 | AL_AUBURN_OPELIKA_APT
36874 | GA_COLUMBUS_METROPOLITAN
36875 | GA_FORT_BENNING_LAWSON
36877 | GA_COLUMBUS_METROPOLITAN
36879 | AL_AUBURN_OPELIKA_APT
36901 | MS_MERIDIAN_NAAS
36904 | MS_MERIDIAN_KEY_FIELD
36906 | MS_MERIDIAN_NAAS
36908 | MS_MERIDIAN_KEY_FIELD
36910 | MS_MERIDIAN_NAAS
36912 | MS_MERIDIAN_KEY_FIELD
36916 | MS_MERIDIAN_NAAS
36919 | MS_MERIDIAN_KEY_FIELD
36922 | MS_MERIDIAN_NAAS
37010 | KY_FORT_CAMPBELL_AAF
37011 | TN_NASHVILLE_INTERNATIONA
37023 | KY_FORT_CAMPBELL_AAF
37024 | TN_NASHVILLE_INTERNATIONA
37028 | KY_FORT_CAMPBELL_AAF
37029 | TN_NASHVILLE_INTERNATIONA
37032 | KY_FORT_CAMPBELL_AAF
37033 | TN_NASHVILLE_INTERNATIONA
37036 | KY_FORT_CAMPBELL_AAF
37037 | TN_NASHVILLE_INTERNATIONA
37040 | KY_FORT_CAMPBELL_AAF
37046 | TN_NASHVILLE_INTERNATIONA
37047 | AL_HUNTSVILLE_INTL_JONES
37048 | TN_NASHVILLE_INTERNATIONA
37050 | KY_FORT_CAMPBELL_AAF
37055 | TN_NASHVILLE_INTERNATIONA
37058 | KY_FORT_CAMPBELL_AAF
37059 | TN_NASHVILLE_INTERNATIONA
37061 | KY_FORT_CAMPBELL_AAF
37062 | TN_NASHVILLE_INTERNATIONA
37078 | KY_FORT_CAMPBELL_AAF
37080 | TN_NASHVILLE_INTERNATIONA
37083 | KY_BOWLING_GREEN_WARREN_C
37085 | TN_NASHVILLE_INTERNATIONA
37096 | TN_JACKSON_MCKELLAR_SIPES
37098 | TN_NASHVILLE_INTERNATIONA
37101 | KY_FORT_CAMPBELL_AAF
37110 | TN_CROSSVILLE_MEMORIAL_AP
37115 | TN_NASHVILLE_INTERNATIONA
37119 | KY_BOWLING_GREEN_WARREN_C
37121 | TN_NASHVILLE_INTERNATIONA
37134 | KY_FORT_CAMPBELL_AAF
37135 | TN_NASHVILLE_INTERNATIONA
37140 | KY_FORT_CAMPBELL_AAF
37141 | KY_BOWLING_GREEN_WARREN_C
37142 | KY_FORT_CAMPBELL_AAF
37143 | TN_NASHVILLE_INTERNATIONA
37144 | AL_HUNTSVILLE_INTL_JONES
37145 | TN_NASHVILLE_INTERNATIONA
37147 | AL_MUSCLE_SHOALS_REGIONAL
37148 | TN_NASHVILLE_INTERNATIONA
37150 | KY_BOWLING_GREEN_WARREN_C
37151 | TN_NASHVILLE_INTERNATIONA
37155 | KY_FORT_CAMPBELL_AAF
37160 | TN_NASHVILLE_INTERNATIONA
37165 | KY_FORT_CAMPBELL_AAF
37166 | TN_CROSSVILLE_MEMORIAL_AP
37167 | TN_NASHVILLE_INTERNATIONA
37171 | KY_FORT_CAMPBELL_AAF
37172 | TN_NASHVILLE_INTERNATIONA
37175 | KY_FORT_CAMPBELL_AAF
37179 | TN_NASHVILLE_INTERNATIONA
37181 | KY_FORT_CAMPBELL_AAF
37183 | TN_NASHVILLE_INTERNATIONA
37184 | TN_CROSSVILLE_MEMORIAL_AP
37185 | KY_FORT_CAMPBELL_AAF
37186 | KY_BOWLING_GREEN_WARREN_C
37187 | TN_NASHVILLE_INTERNATIONA
37191 | KY_FORT_CAMPBELL_AAF
37201 | TN_NASHVILLE_INTERNATIONA
37301 | TN_CHATTANOOGA_LOVELL_FIE
37303 | TN_KNOXVILLE_MCGHEE_TYSON
37304 | TN_CHATTANOOGA_LOVELL_FIE
37306 | AL_HUNTSVILLE_INTL_JONES
37307 | TN_CHATTANOOGA_LOVELL_FIE
37314 | TN_KNOXVILLE_MCGHEE_TYSON
37315 | TN_CHATTANOOGA_LOVELL_FIE
37321 | TN_CROSSVILLE_MEMORIAL_AP
37323 | TN_CHATTANOOGA_LOVELL_FIE
37328 | AL_HUNTSVILLE_INTL_JONES
37329 | TN_KNOXVILLE_MCGHEE_TYSON
37330 | TN_CHATTANOOGA_LOVELL_FIE
37332 | TN_CROSSVILLE_MEMORIAL_AP
37333 | TN_KNOXVILLE_MCGHEE_TYSON
37334 | AL_HUNTSVILLE_INTL_JONES
37336 | TN_CHATTANOOGA_LOVELL_FIE
37337 | TN_CROSSVILLE_MEMORIAL_AP
37338 | TN_CHATTANOOGA_LOVELL_FIE
37345 | AL_HUNTSVILLE_INTL_JONES
37347 | TN_CHATTANOOGA_LOVELL_FIE
37348 | AL_HUNTSVILLE_INTL_JONES
37349 | TN_NASHVILLE_INTERNATIONA
37350 | TN_CHATTANOOGA_LOVELL_FIE
37352 | AL_HUNTSVILLE_INTL_JONES
37353 | TN_CHATTANOOGA_LOVELL_FIE
37354 | TN_KNOXVILLE_MCGHEE_TYSON
37355 | TN_NASHVILLE_INTERNATIONA
37356 | TN_CHATTANOOGA_LOVELL_FIE
37357 | TN_CROSSVILLE_MEMORIAL_AP
37359 | AL_HUNTSVILLE_INTL_JONES
37360 | TN_NASHVILLE_INTERNATIONA
37361 | TN_CHATTANOOGA_LOVELL_FIE
37367 | TN_CROSSVILLE_MEMORIAL_AP
37369 | TN_CHATTANOOGA_LOVELL_FIE
37371 | TN_KNOXVILLE_MCGHEE_TYSON
37372 | TN_CHATTANOOGA_LOVELL_FIE
37378 | TN_CROSSVILLE_MEMORIAL_AP
37379 | TN_CHATTANOOGA_LOVELL_FIE
37381 | TN_CROSSVILLE_MEMORIAL_AP
37382 | TN_NASHVILLE_INTERNATIONA
37383 | TN_CROSSVILLE_MEMORIAL_AP
37385 | TN_KNOXVILLE_MCGHEE_TYSON
37387 | TN_CHATTANOOGA_LOVELL_FIE
37388 | TN_NASHVILLE_INTERNATIONA
37391 | TN_CHATTANOOGA_LOVELL_FIE
37395 | TN_CROSSVILLE_MEMORIAL_AP
37396 | TN_CHATTANOOGA_LOVELL_FIE
37501 | TN_MEMPHIS_INTERNATIONAL
37601 | TN_BRISTOL_TRI_CITY_AIRPO
37620 | VA_ABINGTON
37640 | TN_BRISTOL_TRI_CITY_AIRPO
37680 | VA_ABINGTON
37681 | TN_BRISTOL_TRI_CITY_AIRPO
37683 | VA_ABINGTON
37684 | TN_BRISTOL_TRI_CITY_AIRPO
37688 | VA_ABINGTON
37690 | TN_BRISTOL_TRI_CITY_AIRPO
37691 | VA_ABINGTON
37692 | TN_BRISTOL_TRI_CITY_AIRPO
37701 | TN_KNOXVILLE_MCGHEE_TYSON
37707 | KY_LONDON_CORBIN_AP
37708 | TN_KNOXVILLE_MCGHEE_TYSON
37711 | TN_BRISTOL_TRI_CITY_AIRPO
37714 | TN_KNOXVILLE_MCGHEE_TYSON
37715 | KY_LONDON_CORBIN_AP
37716 | TN_KNOXVILLE_MCGHEE_TYSON
37723 | TN_CROSSVILLE_MEMORIAL_AP
37724 | KY_LONDON_CORBIN_AP
37725 | TN_KNOXVILLE_MCGHEE_TYSON
37726 | TN_CROSSVILLE_MEMORIAL_AP
37727 | NC_ASHEVILLE_REGIONAL_ARP
37729 | TN_KNOXVILLE_MCGHEE_TYSON
37730 | KY_LONDON_CORBIN_AP
37731 | TN_BRISTOL_TRI_CITY_AIRPO
37732 | TN_CROSSVILLE_MEMORIAL_AP
37737 | TN_KNOXVILLE_MCGHEE_TYSON
37743 | TN_BRISTOL_TRI_CITY_AIRPO
37748 | TN_CROSSVILLE_MEMORIAL_AP
37752 | KY_LONDON_CORBIN_AP
37753 | NC_ASHEVILLE_REGIONAL_ARP
37754 | TN_KNOXVILLE_MCGHEE_TYSON
37755 | TN_CROSSVILLE_MEMORIAL_AP
37757 | TN_KNOXVILLE_MCGHEE_TYSON
37762 | KY_LONDON_CORBIN_AP
37763 | TN_KNOXVILLE_MCGHEE_TYSON
37765 | TN_BRISTOL_TRI_CITY_AIRPO
37766 | TN_KNOXVILLE_MCGHEE_TYSON
37770 | TN_CROSSVILLE_MEMORIAL_AP
37771 | TN_KNOXVILLE_MCGHEE_TYSON
37809 | TN_BRISTOL_TRI_CITY_AIRPO
37813 | TN_KNOXVILLE_MCGHEE_TYSON
37818 | TN_BRISTOL_TRI_CITY_AIRPO
37819 | KY_LONDON_CORBIN_AP
37820 | TN_KNOXVILLE_MCGHEE_TYSON
37826 | TN_CROSSVILLE_MEMORIAL_AP
37828 | TN_KNOXVILLE_MCGHEE_TYSON
37829 | TN_CROSSVILLE_MEMORIAL_AP
37830 | TN_KNOXVILLE_MCGHEE_TYSON
37840 | TN_CROSSVILLE_MEMORIAL_AP
37841 | KY_LONDON_CORBIN_AP
37842 | TN_CROSSVILLE_MEMORIAL_AP
37843 | TN_BRISTOL_TRI_CITY_AIRPO
37845 | TN_KNOXVILLE_MCGHEE_TYSON
37851 | KY_LONDON_CORBIN_AP
37852 | TN_CROSSVILLE_MEMORIAL_AP
37853 | TN_KNOXVILLE_MCGHEE_TYSON
37854 | TN_CROSSVILLE_MEMORIAL_AP
37857 | TN_BRISTOL_TRI_CITY_AIRPO
37861 | TN_KNOXVILLE_MCGHEE_TYSON
37867 | KY_LONDON_CORBIN_AP
37868 | TN_KNOXVILLE_MCGHEE_TYSON
37869 | TN_BRISTOL_TRI_CITY_AIRPO
37870 | TN_KNOXVILLE_MCGHEE_TYSON
37872 | TN_CROSSVILLE_MEMORIAL_AP
37873 | TN_BRISTOL_TRI_CITY_AIRPO
37874 | TN_KNOXVILLE_MCGHEE_TYSON
37880 | TN_CROSSVILLE_MEMORIAL_AP
37881 | TN_KNOXVILLE_MCGHEE_TYSON
37887 | TN_CROSSVILLE_MEMORIAL_AP
37888 | TN_KNOXVILLE_MCGHEE_TYSON
37891 | TN_BRISTOL_TRI_CITY_AIRPO
37892 | KY_LONDON_CORBIN_AP
37893 | TN_CROSSVILLE_MEMORIAL_AP
37901 | TN_KNOXVILLE_MCGHEE_TYSON
38001 | TN_JACKSON_MCKELLAR_SIPES
38002 | TN_MEMPHIS_INTERNATIONAL
38006 | TN_JACKSON_MCKELLAR_SIPES
38007 | TN_DYERSBURG_MUNICIPAL_AP
38008 | TN_JACKSON_MCKELLAR_SIPES
38010 | TN_MEMPHIS_INTERNATIONAL
38012 | TN_JACKSON_MCKELLAR_SIPES
38014 | TN_MEMPHIS_INTERNATIONAL
38019 | TN_DYERSBURG_MUNICIPAL_AP
38023 | TN_MEMPHIS_INTERNATIONAL
38024 | TN_DYERSBURG_MUNICIPAL_AP
38027 | TN_MEMPHIS_INTERNATIONAL
38030 | TN_DYERSBURG_MUNICIPAL_AP
38036 | TN_MEMPHIS_INTERNATIONAL
38037 | TN_DYERSBURG_MUNICIPAL_AP
38039 | TN_JACKSON_MCKELLAR_SIPES
38040 | TN_DYERSBURG_MUNICIPAL_AP
38042 | TN_JACKSON_MCKELLAR_SIPES
38043 | TN_MEMPHIS_INTERNATIONAL
38044 | TN_JACKSON_MCKELLAR_SIPES
38046 | TN_MEMPHIS_INTERNATIONAL
38047 | TN_DYERSBURG_MUNICIPAL_AP
38048 | TN_MEMPHIS_INTERNATIONAL
38050 | TN_DYERSBURG_MUNICIPAL_AP
38052 | TN_JACKSON_MCKELLAR_SIPES
38053 | TN_MEMPHIS_INTERNATIONAL
38056 | TN_DYERSBURG_MUNICIPAL_AP
38057 | TN_MEMPHIS_INTERNATIONAL
38059 | TN_DYERSBURG_MUNICIPAL_AP
38060 | TN_MEMPHIS_INTERNATIONAL
38061 | TN_JACKSON_MCKELLAR_SIPES
38063 | TN_DYERSBURG_MUNICIPAL_AP
38066 | TN_MEMPHIS_INTERNATIONAL
38067 | TN_JACKSON_MCKELLAR_SIPES
38070 | TN_DYERSBURG_MUNICIPAL_AP
38071 | TN_MEMPHIS_INTERNATIONAL
38074 | TN_JACKSON_MCKELLAR_SIPES
38076 | TN_MEMPHIS_INTERNATIONAL
38077 | TN_DYERSBURG_MUNICIPAL_AP
38083 | TN_MEMPHIS_INTERNATIONAL
38201 | TN_JACKSON_MCKELLAR_SIPES
38221 | KY_FORT_CAMPBELL_AAF
38223 | TN_JACKSON_MCKELLAR_SIPES
38224 | KY_PADUCAH_BARKLEY_REGION
38225 | TN_DYERSBURG_MUNICIPAL_AP
38226 | KY_PADUCAH_BARKLEY_REGION
38229 | TN_JACKSON_MCKELLAR_SIPES
38230 | TN_DYERSBURG_MUNICIPAL_AP
38231 | TN_JACKSON_MCKELLAR_SIPES
38232 | TN_DYERSBURG_MUNICIPAL_AP
38235 | TN_JACKSON_MCKELLAR_SIPES
38237 | TN_DYERSBURG_MUNICIPAL_AP
38241 | KY_PADUCAH_BARKLEY_REGION
38242 | KY_FORT_CAMPBELL_AAF
38251 | KY_PADUCAH_BARKLEY_REGION
38253 | TN_DYERSBURG_MUNICIPAL_AP
38256 | KY_FORT_CAMPBELL_AAF
38257 | KY_PADUCAH_BARKLEY_REGION
38258 | TN_JACKSON_MCKELLAR_SIPES
38259 | TN_DYERSBURG_MUNICIPAL_AP
38301 | TN_JACKSON_MCKELLAR_SIPES
38320 | KY_FORT_CAMPBELL_AAF
38321 | TN_JACKSON_MCKELLAR_SIPES
38326 | AL_MUSCLE_SHOALS_REGIONAL
38327 | TN_JACKSON_MCKELLAR_SIPES
38330 | TN_DYERSBURG_MUNICIPAL_AP
38332 | TN_JACKSON_MCKELLAR_SIPES
38333 | KY_FORT_CAMPBELL_AAF
38334 | TN_JACKSON_MCKELLAR_SIPES
38365 | AL_MUSCLE_SHOALS_REGIONAL
38366 | TN_JACKSON_MCKELLAR_SIPES
38369 | TN_DYERSBURG_MUNICIPAL_AP
38370 | TN_JACKSON_MCKELLAR_SIPES
38382 | TN_DYERSBURG_MUNICIPAL_AP
38387 | TN_JACKSON_MCKELLAR_SIPES
38389 | TN_DYERSBURG_MUNICIPAL_AP
38390 | TN_JACKSON_MCKELLAR_SIPES
38401 | TN_NASHVILLE_INTERNATIONA
38425 | AL_MUSCLE_SHOALS_REGIONAL
38449 | AL_HUNTSVILLE_INTL_JONES
38450 | AL_MUSCLE_SHOALS_REGIONAL
38451 | TN_NASHVILLE_INTERNATIONA
38452 | AL_MUSCLE_SHOALS_REGIONAL
38453 | AL_HUNTSVILLE_INTL_JONES
38454 | TN_NASHVILLE_INTERNATIONA
38455 | AL_HUNTSVILLE_INTL_JONES
38456 | AL_MUSCLE_SHOALS_REGIONAL
38459 | AL_HUNTSVILLE_INTL_JONES
38461 | TN_NASHVILLE_INTERNATIONA
38462 | AL_MUSCLE_SHOALS_REGIONAL
38472 | AL_HUNTSVILLE_INTL_JONES
38473 | AL_MUSCLE_SHOALS_REGIONAL
38474 | TN_NASHVILLE_INTERNATIONA
38475 | AL_MUSCLE_SHOALS_REGIONAL
38476 | TN_NASHVILLE_INTERNATIONA
38477 | AL_HUNTSVILLE_INTL_JONES
38481 | AL_MUSCLE_SHOALS_REGIONAL
38482 | TN_NASHVILLE_INTERNATIONA
38483 | AL_MUSCLE_SHOALS_REGIONAL
38487 | TN_NASHVILLE_INTERNATIONA
38488 | AL_HUNTSVILLE_INTL_JONES
38501 | TN_CROSSVILLE_MEMORIAL_AP
38547 | TN_NASHVILLE_INTERNATIONA
38548 | TN_CROSSVILLE_MEMORIAL_AP
38560 | TN_NASHVILLE_INTERNATIONA
38562 | TN_CROSSVILLE_MEMORIAL_AP
38563 | TN_NASHVILLE_INTERNATIONA
38564 | TN_CROSSVILLE_MEMORIAL_AP
38567 | TN_NASHVILLE_INTERNATIONA
38568 | TN_CROSSVILLE_MEMORIAL_AP
38601 | MS_TUPELO_C_D_LEMONS_ARPT
38602 | TN_MEMPHIS_INTERNATIONAL
38603 | MS_TUPELO_C_D_LEMONS_ARPT
38606 | TN_MEMPHIS_INTERNATIONAL
38609 | MS_GREENWOOD_LEFLORE_ARPT
38610 | MS_TUPELO_C_D_LEMONS_ARPT
38611 | TN_MEMPHIS_INTERNATIONAL
38614 | MS_GREENVILLE_MUNICIPAL
38617 | TN_MEMPHIS_INTERNATIONAL
38620 | MS_GREENWOOD_LEFLORE_ARPT
38621 | TN_MEMPHIS_INTERNATIONAL
38622 | MS_GREENWOOD_LEFLORE_ARPT
38623 | TN_MEMPHIS_INTERNATIONAL
38625 | MS_TUPELO_C_D_LEMONS_ARPT
38626 | TN_MEMPHIS_INTERNATIONAL
38627 | MS_TUPELO_C_D_LEMONS_ARPT
38628 | TN_MEMPHIS_INTERNATIONAL
38629 | MS_TUPELO_C_D_LEMONS_ARPT
38630 | AR_STUTTGART_AWOS
38632 | TN_MEMPHIS_INTERNATIONAL
38633 | MS_TUPELO_C_D_LEMONS_ARPT
38634 | TN_MEMPHIS_INTERNATIONAL
38643 | MS_GREENWOOD_LEFLORE_ARPT
38644 | TN_MEMPHIS_INTERNATIONAL
38645 | MS_GREENWOOD_LEFLORE_ARPT
38647 | TN_MEMPHIS_INTERNATIONAL
38650 | MS_TUPELO_C_D_LEMONS_ARPT
38651 | TN_MEMPHIS_INTERNATIONAL
38652 | MS_TUPELO_C_D_LEMONS_ARPT
38654 | TN_MEMPHIS_INTERNATIONAL
38655 | MS_TUPELO_C_D_LEMONS_ARPT
38658 | MS_GREENWOOD_LEFLORE_ARPT
38659 | MS_TUPELO_C_D_LEMONS_ARPT
38661 | TN_MEMPHIS_INTERNATIONAL
38663 | MS_TUPELO_C_D_LEMONS_ARPT
38664 | TN_MEMPHIS_INTERNATIONAL
38669 | MS_GREENVILLE_MUNICIPAL
38670 | TN_MEMPHIS_INTERNATIONAL
38673 | MS_TUPELO_C_D_LEMONS_ARPT
38676 | TN_MEMPHIS_INTERNATIONAL
38677 | MS_TUPELO_C_D_LEMONS_ARPT
38679 | TN_MEMPHIS_INTERNATIONAL
38683 | TN_JACKSON_MCKELLAR_SIPES
38685 | TN_MEMPHIS_INTERNATIONAL
38701 | MS_GREENVILLE_MUNICIPAL
38736 | MS_GREENWOOD_LEFLORE_ARPT
38740 | MS_GREENVILLE_MUNICIPAL
38758 | MS_GREENWOOD_LEFLORE_ARPT
38759 | MS_GREENVILLE_MUNICIPAL
38761 | MS_GREENWOOD_LEFLORE_ARPT
38762 | MS_GREENVILLE_MUNICIPAL
38768 | MS_GREENWOOD_LEFLORE_ARPT
38769 | MS_GREENVILLE_MUNICIPAL
38801 | MS_TUPELO_C_D_LEMONS_ARPT
38821 | MS_COLUMBUS_AFB
38824 | MS_TUPELO_C_D_LEMONS_ARPT
38825 | MS_COLUMBUS_AFB
38826 | MS_TUPELO_C_D_LEMONS_ARPT
38833 | AL_MUSCLE_SHOALS_REGIONAL
38834 | MS_TUPELO_C_D_LEMONS_ARPT
38844 | MS_COLUMBUS_AFB
38846 | MS_TUPELO_C_D_LEMONS_ARPT
38848 | MS_COLUMBUS_AFB
38849 | MS_TUPELO_C_D_LEMONS_ARPT
38852 | AL_MUSCLE_SHOALS_REGIONAL
38854 | MS_COLUMBUS_AFB
38855 | MS_TUPELO_C_D_LEMONS_ARPT
38873 | AL_MUSCLE_SHOALS_REGIONAL
38874 | MS_TUPELO_C_D_LEMONS_ARPT
38875 | MS_COLUMBUS_AFB
38876 | MS_TUPELO_C_D_LEMONS_ARPT
38901 | MS_GREENWOOD_LEFLORE_ARPT
38913 | MS_TUPELO_C_D_LEMONS_ARPT
38914 | MS_GREENWOOD_LEFLORE_ARPT
38915 | MS_TUPELO_C_D_LEMONS_ARPT
38917 | MS_GREENWOOD_LEFLORE_ARPT
38949 | MS_TUPELO_C_D_LEMONS_ARPT
38950 | MS_GREENWOOD_LEFLORE_ARPT
38951 | MS_TUPELO_C_D_LEMONS_ARPT
38952 | MS_GREENWOOD_LEFLORE_ARPT
38965 | MS_TUPELO_C_D_LEMONS_ARPT
38966 | MS_GREENWOOD_LEFLORE_ARPT
39039 | MS_JACKSON_INTERNATIONAL
39054 | MS_GREENVILLE_MUNICIPAL
39056 | MS_JACKSON_INTERNATIONAL
39057 | MS_MERIDIAN_KEY_FIELD
39058 | MS_JACKSON_INTERNATIONAL
39061 | MS_GREENVILLE_MUNICIPAL
39062 | MS_JACKSON_INTERNATIONAL
39063 | MS_GREENWOOD_LEFLORE_ARPT
39066 | MS_JACKSON_INTERNATIONAL
39067 | MS_GREENWOOD_LEFLORE_ARPT
39069 | MS_NATCHEZ_HARDYAWOS
39071 | MS_JACKSON_INTERNATIONAL
39079 | MS_GREENWOOD_LEFLORE_ARPT
39080 | MS_JACKSON_INTERNATIONAL
39081 | MS_NATCHEZ_HARDYAWOS
39082 | MS_JACKSON_INTERNATIONAL
39086 | MS_NATCHEZ_HARDYAWOS
39087 | MS_JACKSON_INTERNATIONAL
39088 | MS_GREENVILLE_MUNICIPAL
39090 | MS_GREENWOOD_LEFLORE_ARPT
39092 | MS_MERIDIAN_KEY_FIELD
39094 | MS_JACKSON_INTERNATIONAL
39095 | MS_GREENWOOD_LEFLORE_ARPT
39096 | MS_NATCHEZ_HARDYAWOS
39097 | MS_GREENVILLE_MUNICIPAL
39098 | MS_JACKSON_INTERNATIONAL
39107 | MS_GREENWOOD_LEFLORE_ARPT
39108 | MS_GOLDEN_TRIAWOS
39109 | MS_MERIDIAN_KEY_FIELD
39110 | MS_JACKSON_INTERNATIONAL
39113 | MS_GREENVILLE_MUNICIPAL
39114 | MS_JACKSON_INTERNATIONAL
39115 | MS_GREENVILLE_MUNICIPAL
39116 | MS_HATTIESBURG_LAUREL
39117 | MS_JACKSON_INTERNATIONAL
39119 | MS_HATTIESBURG_LAUREL
39120 | MS_NATCHEZ_HARDYAWOS
39130 | MS_JACKSON_INTERNATIONAL
39144 | MS_NATCHEZ_HARDYAWOS
39145 | MS_JACKSON_INTERNATIONAL
39150 | MS_NATCHEZ_HARDYAWOS
39151 | MS_JACKSON_INTERNATIONAL
39159 | MS_GREENVILLE_MUNICIPAL
39160 | MS_GREENWOOD_LEFLORE_ARPT
39161 | MS_JACKSON_INTERNATIONAL
39165 | MS_NATCHEZ_HARDYAWOS
39166 | MS_GREENVILLE_MUNICIPAL
39167 | MS_JACKSON_INTERNATIONAL
39168 | MS_HATTIESBURG_LAUREL
39169 | MS_GREENWOOD_LEFLORE_ARPT
39170 | MS_JACKSON_INTERNATIONAL
39176 | MS_GREENWOOD_LEFLORE_ARPT
39177 | MS_JACKSON_INTERNATIONAL
39190 | MS_NATCHEZ_HARDYAWOS
39191 | MS_MCCOMB_PIKE_COUNTY_AP
39192 | MS_GREENWOOD_LEFLORE_ARPT
39193 | MS_JACKSON_INTERNATIONAL
39301 | MS_MERIDIAN_KEY_FIELD
39305 | MS_MERIDIAN_NAAS
39307 | MS_MERIDIAN_KEY_FIELD
39320 | MS_MERIDIAN_NAAS
39322 | MS_HATTIESBURG_LAUREL
39323 | MS_MERIDIAN_KEY_FIELD
39324 | MS_HATTIESBURG_LAUREL
39325 | MS_MERIDIAN_KEY_FIELD
39326 | MS_MERIDIAN_NAAS
39327 | MS_MERIDIAN_KEY_FIELD
39328 | MS_MERIDIAN_NAAS
39330 | MS_MERIDIAN_KEY_FIELD
39335 | MS_MERIDIAN_NAAS
39336 | MS_MERIDIAN_KEY_FIELD
39339 | MS_GOLDEN_TRIAWOS
39342 | MS_MERIDIAN_KEY_FIELD
39346 | MS_MERIDIAN_NAAS
39347 | MS_MERIDIAN_KEY_FIELD
39350 | MS_MERIDIAN_NAAS
39355 | MS_MERIDIAN_KEY_FIELD
39358 | MS_MERIDIAN_NAAS
39359 | MS_MERIDIAN_KEY_FIELD
39361 | MS_MERIDIAN_NAAS
39362 | MS_HATTIESBURG_LAUREL
39363 | MS_MERIDIAN_KEY_FIELD
39364 | MS_MERIDIAN_NAAS
39365 | MS_MERIDIAN_KEY_FIELD
39367 | MS_HATTIESBURG_LAUREL
39426 | MS_GULFPORT_BILOXI_INT
39427 | MS_HATTIESBURG_LAUREL
39439 | MS_MERIDIAN_KEY_FIELD
39440 | MS_HATTIESBURG_LAUREL
39451 | AL_MOBILE_REGIONAL_AP
39455 | MS_HATTIESBURG_LAUREL
39457 | MS_GULFPORT_BILOXI_INT
39459 | MS_HATTIESBURG_LAUREL
39460 | MS_MERIDIAN_KEY_FIELD
39461 | MS_HATTIESBURG_LAUREL
39463 | LA_NEW_ORLEANS_LAKEFRONT
39464 | MS_HATTIESBURG_LAUREL
39466 | MS_GULFPORT_BILOXI_INT
39474 | MS_HATTIESBURG_LAUREL
39478 | MS_MCCOMB_PIKE_COUNTY_AP
39479 | MS_HATTIESBURG_LAUREL
39483 | MS_MCCOMB_PIKE_COUNTY_AP
39500 | MS_GULFPORT_BILOXI_INT
39530 | MS_KEESLER_AFB
39555 | AL_MOBILE_REGIONAL_AP
39556 | MS_GULFPORT_BILOXI_INT
39562 | MS_KEESLER_AFB
39571 | MS_GULFPORT_BILOXI_INT
39572 | LA_NEW_ORLEANS_LAKEFRONT
39573 | MS_GULFPORT_BILOXI_INT
39581 | AL_MOBILE_REGIONAL_AP
39595 | MS_KEESLER_AFB
39601 | MS_MCCOMB_PIKE_COUNTY_AP
39631 | LA_BATON_ROUGE_RYAN_ARPT
39632 | MS_MCCOMB_PIKE_COUNTY_AP
39633 | MS_NATCHEZ_HARDYAWOS
39635 | MS_MCCOMB_PIKE_COUNTY_AP
39653 | MS_NATCHEZ_HARDYAWOS
39654 | MS_MCCOMB_PIKE_COUNTY_AP
39661 | MS_NATCHEZ_HARDYAWOS
39662 | MS_MCCOMB_PIKE_COUNTY_AP
39668 | MS_NATCHEZ_HARDYAWOS
39701 | MS_GOLDEN_TRIAWOS
39702 | MS_COLUMBUS_AFB
39703 | MS_GOLDEN_TRIAWOS
39730 | MS_COLUMBUS_AFB
39735 | MS_GOLDEN_TRIAWOS
39740 | MS_TUPELO_C_D_LEMONS_ARPT
39741 | MS_GOLDEN_TRIAWOS
39745 | MS_GREENWOOD_LEFLORE_ARPT
39746 | MS_COLUMBUS_AFB
39747 | MS_GREENWOOD_LEFLORE_ARPT
39750 | MS_GOLDEN_TRIAWOS
39756 | MS_COLUMBUS_AFB
39759 | MS_GOLDEN_TRIAWOS
39766 | MS_COLUMBUS_AFB
39767 | MS_GREENWOOD_LEFLORE_ARPT
39769 | MS_GOLDEN_TRIAWOS
39776 | MS_TUPELO_C_D_LEMONS_ARPT
39901 | GA_FULTON_CO_ARPT_BROW
40003 | KY_LEXINGTON_BLUEGRASS_AP
40004 | KY_FORT_KNOX_GODMAN_AAF
40006 | KY_LOUISVILLE_BOWMAN_FIEL
40009 | KY_SOMERSETAWOS
40010 | KY_LOUISVILLE_BOWMAN_FIEL
40013 | KY_LOUISVILLE_STANDIFORD
40014 | KY_LOUISVILLE_BOWMAN_FIEL
40020 | KY_LOUISVILLE_STANDIFORD
40022 | KY_LOUISVILLE_BOWMAN_FIEL
40033 | KY_FORT_KNOX_GODMAN_AAF
40036 | KY_LEXINGTON_BLUEGRASS_AP
40037 | KY_FORT_KNOX_GODMAN_AAF
40040 | KY_SOMERSETAWOS
40041 | KY_LOUISVILLE_STANDIFORD
40045 | KY_LOUISVILLE_BOWMAN_FIEL
40046 | KY_LEXINGTON_BLUEGRASS_AP
40047 | KY_LOUISVILLE_STANDIFORD
40049 | KY_FORT_KNOX_GODMAN_AAF
40050 | KY_LOUISVILLE_BOWMAN_FIEL
40051 | KY_FORT_KNOX_GODMAN_AAF
40055 | KY_LOUISVILLE_BOWMAN_FIEL
40060 | KY_FORT_KNOX_GODMAN_AAF
40065 | KY_LOUISVILLE_BOWMAN_FIEL
40069 | KY_LOUISVILLE_STANDIFORD
40070 | KY_LOUISVILLE_BOWMAN_FIEL
40076 | KY_LEXINGTON_BLUEGRASS_AP
40077 | KY_LOUISVILLE_BOWMAN_FIEL
40078 | KY_SOMERSETAWOS
40104 | KY_FORT_KNOX_GODMAN_AAF
40109 | KY_LOUISVILLE_STANDIFORD
40110 | KY_FORT_KNOX_GODMAN_AAF
40118 | KY_LOUISVILLE_STANDIFORD
40119 | KY_FORT_KNOX_GODMAN_AAF
40165 | KY_LOUISVILLE_STANDIFORD
40170 | KY_FORT_KNOX_GODMAN_AAF
40201 | KY_LOUISVILLE_STANDIFORD
40202 | KY_LOUISVILLE_BOWMAN_FIEL
40203 | KY_LOUISVILLE_STANDIFORD
40204 | KY_LOUISVILLE_BOWMAN_FIEL
40208 | KY_LOUISVILLE_STANDIFORD
40218 | KY_LOUISVILLE_BOWMAN_FIEL
40219 | KY_LOUISVILLE_STANDIFORD
40220 | KY_LOUISVILLE_BOWMAN_FIEL
40221 | KY_LOUISVILLE_STANDIFORD
40222 | KY_LOUISVILLE_BOWMAN_FIEL
40224 | KY_LOUISVILLE_STANDIFORD
40241 | KY_LOUISVILLE_BOWMAN_FIEL
40250 | KY_LOUISVILLE_STANDIFORD
40269 | KY_LOUISVILLE_BOWMAN_FIEL
40270 | KY_LOUISVILLE_STANDIFORD
40291 | KY_LOUISVILLE_BOWMAN_FIEL
40292 | KY_LOUISVILLE_STANDIFORD
40299 | KY_LOUISVILLE_BOWMAN_FIEL
40309 | KY_JACKSON_JULIAN_CARROLL
40310 | KY_SOMERSETAWOS
40311 | KY_LEXINGTON_BLUEGRASS_AP
40312 | KY_SOMERSETAWOS
40313 | KY_JACKSON_JULIAN_CARROLL
40320 | KY_SOMERSETAWOS
40322 | KY_JACKSON_JULIAN_CARROLL
40324 | KY_LEXINGTON_BLUEGRASS_AP
40328 | KY_SOMERSETAWOS
40329 | WV_HUNTINGTON_TRI_STATE_A
40330 | KY_SOMERSETAWOS
40334 | KY_JACKSON_JULIAN_CARROLL
40336 | KY_SOMERSETAWOS
40337 | KY_JACKSON_JULIAN_CARROLL
40339 | KY_SOMERSETAWOS
40342 | KY_LEXINGTON_BLUEGRASS_AP
40346 | KY_JACKSON_JULIAN_CARROLL
40347 | KY_LEXINGTON_BLUEGRASS_AP
40351 | KY_JACKSON_JULIAN_CARROLL
40353 | KY_LEXINGTON_BLUEGRASS_AP
40355 | KY_CINCINNATI_NORTHERN_KY
40356 | KY_SOMERSETAWOS
40357 | KY_LEXINGTON_BLUEGRASS_AP
40358 | KY_JACKSON_JULIAN_CARROLL
40359 | KY_LEXINGTON_BLUEGRASS_AP
40363 | KY_CINCINNATI_NORTHERN_KY
40366 | KY_JACKSON_JULIAN_CARROLL
40370 | KY_LEXINGTON_BLUEGRASS_AP
40371 | KY_JACKSON_JULIAN_CARROLL
40372 | KY_SOMERSETAWOS
40374 | KY_LEXINGTON_BLUEGRASS_AP
40376 | KY_JACKSON_JULIAN_CARROLL
40379 | KY_LEXINGTON_BLUEGRASS_AP
40380 | KY_JACKSON_JULIAN_CARROLL
40383 | KY_LEXINGTON_BLUEGRASS_AP
40385 | KY_SOMERSETAWOS
40386 | KY_LEXINGTON_BLUEGRASS_AP
40387 | KY_JACKSON_JULIAN_CARROLL
40390 | KY_SOMERSETAWOS
40402 | KY_LONDON_CORBIN_AP
40403 | KY_SOMERSETAWOS
40405 | KY_LONDON_CORBIN_AP
40410 | KY_SOMERSETAWOS
40419 | KY_LONDON_CORBIN_AP
40422 | KY_SOMERSETAWOS
40434 | KY_LONDON_CORBIN_AP
40437 | KY_SOMERSETAWOS
40442 | KY_LONDON_CORBIN_AP
40444 | KY_SOMERSETAWOS
40445 | KY_LONDON_CORBIN_AP
40446 | KY_SOMERSETAWOS
40447 | KY_LONDON_CORBIN_AP
40448 | KY_SOMERSETAWOS
40456 | KY_LONDON_CORBIN_AP
40461 | KY_SOMERSETAWOS
40467 | KY_LONDON_CORBIN_AP
40468 | KY_SOMERSETAWOS
40472 | KY_JACKSON_JULIAN_CARROLL
40473 | KY_LONDON_CORBIN_AP
40475 | KY_SOMERSETAWOS
40481 | KY_LONDON_CORBIN_AP
40484 | KY_SOMERSETAWOS
40486 | KY_LONDON_CORBIN_AP
40495 | KY_SOMERSETAWOS
40501 | KY_LEXINGTON_BLUEGRASS_AP
40502 | KY_SOMERSETAWOS
40504 | KY_LEXINGTON_BLUEGRASS_AP
40509 | KY_SOMERSETAWOS
40510 | KY_LEXINGTON_BLUEGRASS_AP
40513 | KY_SOMERSETAWOS
40516 | KY_LEXINGTON_BLUEGRASS_AP
40517 | KY_SOMERSETAWOS
40522 | KY_LEXINGTON_BLUEGRASS_AP
40701 | KY_LONDON_CORBIN_AP
40801 | VA_WISE_LONESOME_PINE
40803 | KY_LONDON_CORBIN_AP
40807 | VA_WISE_LONESOME_PINE
40810 | KY_LONDON_CORBIN_AP
40815 | VA_WISE_LONESOME_PINE
40816 | KY_JACKSON_JULIAN_CARROLL
40818 | VA_WISE_LONESOME_PINE
40819 | KY_LONDON_CORBIN_AP
40820 | VA_WISE_LONESOME_PINE
40824 | KY_LONDON_CORBIN_AP
40826 | VA_WISE_LONESOME_PINE
40827 | KY_LONDON_CORBIN_AP
40828 | VA_WISE_LONESOME_PINE
40830 | KY_LONDON_CORBIN_AP
40831 | VA_WISE_LONESOME_PINE
40840 | KY_LONDON_CORBIN_AP
40843 | VA_WISE_LONESOME_PINE
40844 | KY_JACKSON_JULIAN_CARROLL
40845 | KY_LONDON_CORBIN_AP
40847 | VA_WISE_LONESOME_PINE
40854 | KY_LONDON_CORBIN_AP
40855 | VA_WISE_LONESOME_PINE
40856 | KY_LONDON_CORBIN_AP
40862 | VA_WISE_LONESOME_PINE
40863 | KY_LONDON_CORBIN_AP
40865 | VA_WISE_LONESOME_PINE
40868 | KY_JACKSON_JULIAN_CARROLL
40870 | VA_WISE_LONESOME_PINE
40873 | KY_LONDON_CORBIN_AP
40927 | VA_WISE_LONESOME_PINE
40930 | KY_LONDON_CORBIN_AP
40972 | KY_JACKSON_JULIAN_CARROLL
40977 | KY_LONDON_CORBIN_AP
40981 | KY_JACKSON_JULIAN_CARROLL
40982 | KY_LONDON_CORBIN_AP
41001 | OH_CINCINNATI_MUNICIPAL_A
41003 | KY_LEXINGTON_BLUEGRASS_AP
41004 | OH_CINCINNATI_MUNICIPAL_A
41005 | KY_CINCINNATI_NORTHERN_KY
41006 | OH_CINCINNATI_MUNICIPAL_A
41008 | KY_CINCINNATI_NORTHERN_KY
41010 | KY_LEXINGTON_BLUEGRASS_AP
41011 | OH_CINCINNATI_MUNICIPAL_A
41016 | KY_CINCINNATI_NORTHERN_KY
41019 | OH_CINCINNATI_MUNICIPAL_A
41022 | KY_CINCINNATI_NORTHERN_KY
41031 | KY_LEXINGTON_BLUEGRASS_AP
41033 | OH_CINCINNATI_MUNICIPAL_A
41035 | KY_CINCINNATI_NORTHERN_KY
41037 | KY_LEXINGTON_BLUEGRASS_AP
41040 | OH_CINCINNATI_MUNICIPAL_A
41041 | KY_LEXINGTON_BLUEGRASS_AP
41042 | KY_CINCINNATI_NORTHERN_KY
41043 | OH_CINCINNATI_MUNICIPAL_A
41045 | KY_CINCINNATI_NORTHERN_KY
41049 | KY_JACKSON_JULIAN_CARROLL
41051 | KY_CINCINNATI_NORTHERN_KY
41053 | OH_CINCINNATI_MUNICIPAL_A
41054 | KY_CINCINNATI_NORTHERN_KY
41055 | OH_CINCINNATI_MUNICIPAL_A
41063 | KY_CINCINNATI_NORTHERN_KY
41064 | KY_LEXINGTON_BLUEGRASS_AP
41065 | WV_HUNTINGTON_TRI_STATE_A
41071 | OH_CINCINNATI_MUNICIPAL_A
41080 | KY_CINCINNATI_NORTHERN_KY
41081 | KY_JACKSON_JULIAN_CARROLL
41083 | KY_CINCINNATI_NORTHERN_KY
41085 | OH_CINCINNATI_MUNICIPAL_A
41086 | KY_CINCINNATI_NORTHERN_KY
41093 | WV_HUNTINGTON_TRI_STATE_A
41094 | KY_CINCINNATI_NORTHERN_KY
41096 | OH_CINCINNATI_MUNICIPAL_A
41097 | KY_CINCINNATI_NORTHERN_KY
41099 | OH_CINCINNATI_MUNICIPAL_A
41101 | WV_HUNTINGTON_TRI_STATE_A
41171 | KY_JACKSON_JULIAN_CARROLL
41173 | WV_HUNTINGTON_TRI_STATE_A
41204 | KY_JACKSON_JULIAN_CARROLL
41214 | WV_HUNTINGTON_TRI_STATE_A
41215 | KY_JACKSON_JULIAN_CARROLL
41224 | WV_HUNTINGTON_TRI_STATE_A
41226 | KY_JACKSON_JULIAN_CARROLL
41230 | WV_HUNTINGTON_TRI_STATE_A
41234 | KY_JACKSON_JULIAN_CARROLL
41250 | WV_HUNTINGTON_TRI_STATE_A
41255 | KY_JACKSON_JULIAN_CARROLL
41257 | WV_HUNTINGTON_TRI_STATE_A
41260 | KY_JACKSON_JULIAN_CARROLL
41262 | WV_HUNTINGTON_TRI_STATE_A
41263 | KY_JACKSON_JULIAN_CARROLL
41264 | WV_HUNTINGTON_TRI_STATE_A
41265 | KY_JACKSON_JULIAN_CARROLL
41267 | WV_HUNTINGTON_TRI_STATE_A
41268 | KY_JACKSON_JULIAN_CARROLL
41338 | KY_LONDON_CORBIN_AP
41339 | KY_JACKSON_JULIAN_CARROLL
41501 | VA_WISE_LONESOME_PINE
41601 | KY_JACKSON_JULIAN_CARROLL
41604 | VA_WISE_LONESOME_PINE
41605 | KY_JACKSON_JULIAN_CARROLL
41606 | VA_WISE_LONESOME_PINE
41607 | KY_JACKSON_JULIAN_CARROLL
41612 | VA_WISE_LONESOME_PINE
41615 | KY_JACKSON_JULIAN_CARROLL
41631 | VA_WISE_LONESOME_PINE
41632 | KY_JACKSON_JULIAN_CARROLL
41636 | VA_WISE_LONESOME_PINE
41640 | KY_JACKSON_JULIAN_CARROLL
41650 | VA_WISE_LONESOME_PINE
41651 | KY_JACKSON_JULIAN_CARROLL
41660 | VA_WISE_LONESOME_PINE
41663 | KY_JACKSON_JULIAN_CARROLL
41667 | VA_WISE_LONESOME_PINE
41668 | KY_JACKSON_JULIAN_CARROLL
41669 | VA_WISE_LONESOME_PINE
41701 | KY_JACKSON_JULIAN_CARROLL
41731 | VA_WISE_LONESOME_PINE
41736 | KY_JACKSON_JULIAN_CARROLL
41763 | VA_WISE_LONESOME_PINE
41764 | KY_JACKSON_JULIAN_CARROLL
41804 | VA_WISE_LONESOME_PINE
41817 | KY_JACKSON_JULIAN_CARROLL
41819 | VA_WISE_LONESOME_PINE
41822 | KY_JACKSON_JULIAN_CARROLL
41824 | VA_WISE_LONESOME_PINE
41831 | KY_JACKSON_JULIAN_CARROLL
41832 | VA_WISE_LONESOME_PINE
41839 | KY_JACKSON_JULIAN_CARROLL
41840 | VA_WISE_LONESOME_PINE
41844 | KY_JACKSON_JULIAN_CARROLL
41845 | VA_WISE_LONESOME_PINE
41859 | KY_JACKSON_JULIAN_CARROLL
41862 | VA_WISE_LONESOME_PINE
42001 | KY_PADUCAH_BARKLEY_REGION
42046 | KY_FORT_CAMPBELL_AAF
42047 | KY_PADUCAH_BARKLEY_REGION
42048 | KY_FORT_CAMPBELL_AAF
42049 | KY_PADUCAH_BARKLEY_REGION
42050 | TN_DYERSBURG_MUNICIPAL_AP
42051 | KY_PADUCAH_BARKLEY_REGION
42064 | KY_HENDERSON_CITY
42066 | KY_PADUCAH_BARKLEY_REGION
42076 | KY_FORT_CAMPBELL_AAF
42078 | KY_PADUCAH_BARKLEY_REGION
42101 | KY_BOWLING_GREEN_WARREN_C
42203 | KY_FORT_CAMPBELL_AAF
42206 | KY_BOWLING_GREEN_WARREN_C
42211 | KY_FORT_CAMPBELL_AAF
42214 | KY_BOWLING_GREEN_WARREN_C
42215 | KY_FORT_CAMPBELL_AAF
42219 | KY_BOWLING_GREEN_WARREN_C
42220 | KY_FORT_CAMPBELL_AAF
42235 | KY_BOWLING_GREEN_WARREN_C
42236 | KY_FORT_CAMPBELL_AAF
42251 | KY_BOWLING_GREEN_WARREN_C
42254 | KY_FORT_CAMPBELL_AAF
42256 | KY_BOWLING_GREEN_WARREN_C
42262 | KY_FORT_CAMPBELL_AAF
42267 | KY_BOWLING_GREEN_WARREN_C
42280 | KY_FORT_CAMPBELL_AAF
42283 | KY_BOWLING_GREEN_WARREN_C
42286 | KY_FORT_CAMPBELL_AAF
42287 | KY_BOWLING_GREEN_WARREN_C
42301 | IN_EVANSVILLE_REGIONAL_AP
42320 | KY_BOWLING_GREEN_WARREN_C
42322 | KY_HENDERSON_CITY
42323 | KY_BOWLING_GREEN_WARREN_C
42325 | KY_HENDERSON_CITY
42326 | KY_BOWLING_GREEN_WARREN_C
42327 | KY_HENDERSON_CITY
42328 | KY_BOWLING_GREEN_WARREN_C
42334 | KY_HENDERSON_CITY
42337 | KY_BOWLING_GREEN_WARREN_C
42343 | IN_HUNTINGBURG
42344 | KY_FORT_CAMPBELL_AAF
42347 | KY_BOWLING_GREEN_WARREN_C
42348 | IN_HUNTINGBURG
42349 | KY_BOWLING_GREEN_WARREN_C
42350 | KY_HENDERSON_CITY
42351 | IN_HUNTINGBURG
42352 | KY_HENDERSON_CITY
42354 | KY_BOWLING_GREEN_WARREN_C
42355 | IN_HUNTINGBURG
42356 | KY_HENDERSON_CITY
42361 | KY_BOWLING_GREEN_WARREN_C
42364 | IN_HUNTINGBURG
42365 | KY_BOWLING_GREEN_WARREN_C
42366 | IN_HUNTINGBURG
42367 | KY_FORT_CAMPBELL_AAF
42368 | IN_HUNTINGBURG
42369 | KY_BOWLING_GREEN_WARREN_C
42371 | KY_HENDERSON_CITY
42378 | IN_HUNTINGBURG
42402 | KY_HENDERSON_CITY
42408 | KY_FORT_CAMPBELL_AAF
42409 | KY_HENDERSON_CITY
42411 | KY_PADUCAH_BARKLEY_REGION
42413 | KY_HENDERSON_CITY
42440 | KY_FORT_CAMPBELL_AAF
42441 | KY_HENDERSON_CITY
42442 | KY_FORT_CAMPBELL_AAF
42444 | KY_HENDERSON_CITY
42445 | KY_FORT_CAMPBELL_AAF
42450 | KY_HENDERSON_CITY
42451 | IN_EVANSVILLE_REGIONAL_AP
42452 | KY_HENDERSON_CITY
42453 | KY_FORT_CAMPBELL_AAF
42455 | KY_HENDERSON_CITY
42464 | KY_FORT_CAMPBELL_AAF
42501 | KY_LONDON_CORBIN_AP
42539 | KY_SOMERSETAWOS
42541 | KY_LONDON_CORBIN_AP
42602 | TN_CROSSVILLE_MEMORIAL_AP
42603 | KY_LONDON_CORBIN_AP
42701 | KY_FORT_KNOX_GODMAN_AAF
42711 | TN_CROSSVILLE_MEMORIAL_AP
42712 | KY_FORT_KNOX_GODMAN_AAF
42715 | KY_BOWLING_GREEN_WARREN_C
42716 | KY_FORT_KNOX_GODMAN_AAF
42717 | KY_BOWLING_GREEN_WARREN_C
42718 | KY_FORT_KNOX_GODMAN_AAF
42721 | KY_BOWLING_GREEN_WARREN_C
42724 | KY_FORT_KNOX_GODMAN_AAF
42726 | KY_BOWLING_GREEN_WARREN_C
42732 | KY_FORT_KNOX_GODMAN_AAF
42733 | KY_SOMERSETAWOS
42735 | KY_BOWLING_GREEN_WARREN_C
42740 | KY_FORT_KNOX_GODMAN_AAF
42741 | KY_LONDON_CORBIN_AP
42742 | KY_BOWLING_GREEN_WARREN_C
42743 | KY_FORT_KNOX_GODMAN_AAF
42746 | KY_BOWLING_GREEN_WARREN_C
42748 | KY_FORT_KNOX_GODMAN_AAF
42749 | KY_BOWLING_GREEN_WARREN_C
42753 | KY_LONDON_CORBIN_AP
42754 | KY_FORT_KNOX_GODMAN_AAF
42758 | KY_SOMERSETAWOS
42759 | KY_BOWLING_GREEN_WARREN_C
42764 | KY_FORT_KNOX_GODMAN_AAF
42765 | KY_BOWLING_GREEN_WARREN_C
42776 | KY_FORT_KNOX_GODMAN_AAF
42786 | KY_BOWLING_GREEN_WARREN_C
42788 | KY_FORT_KNOX_GODMAN_AAF
43001 | OH_COLUMBUS_PORT_COLUMBUS
43002 | OH_OHIO_STATE_UNIVERSI
43004 | OH_COLUMBUS_PORT_COLUMBUS
43005 | OH_ZANESVILLE_MUNICIPAL_A
43006 | OH_MANSFIELD_LAHM_MUNICIP
43007 | OH_OHIO_STATE_UNIVERSI
43008 | OH_COLUMBUS_PORT_COLUMBUS
43009 | OH_OHIO_STATE_UNIVERSI
43010 | OH_DAYTON_WRIGHT_PATTERSO
43011 | OH_COLUMBUS_PORT_COLUMBUS
43014 | OH_MANSFIELD_LAHM_MUNICIP
43015 | OH_OHIO_STATE_UNIVERSI
43018 | OH_COLUMBUS_PORT_COLUMBUS
43019 | OH_MANSFIELD_LAHM_MUNICIP
43021 | OH_OHIO_STATE_UNIVERSI
43022 | OH_MANSFIELD_LAHM_MUNICIP
43023 | OH_COLUMBUS_PORT_COLUMBUS
43026 | OH_OHIO_STATE_UNIVERSI
43027 | OH_COLUMBUS_PORT_COLUMBUS
43028 | OH_MANSFIELD_LAHM_MUNICIP
43029 | OH_OHIO_STATE_UNIVERSI
43030 | OH_COLUMBUS_PORT_COLUMBUS
43032 | OH_OHIO_STATE_UNIVERSI
43033 | OH_COLUMBUS_PORT_COLUMBUS
43035 | OH_OHIO_STATE_UNIVERSI
43037 | OH_ZANESVILLE_MUNICIPAL_A
43040 | OH_OHIO_STATE_UNIVERSI
43046 | OH_COLUMBUS_PORT_COLUMBUS
43047 | OH_OHIO_STATE_UNIVERSI
43048 | OH_COLUMBUS_PORT_COLUMBUS
43050 | OH_MANSFIELD_LAHM_MUNICIP
43054 | OH_COLUMBUS_PORT_COLUMBUS
43060 | OH_OHIO_STATE_UNIVERSI
43062 | OH_COLUMBUS_PORT_COLUMBUS
43064 | OH_OHIO_STATE_UNIVERSI
43068 | OH_COLUMBUS_PORT_COLUMBUS
43070 | OH_DAYTON_INTERNATIONAL_A
43071 | OH_ZANESVILLE_MUNICIPAL_A
43072 | OH_DAYTON_WRIGHT_PATTERSO
43073 | OH_COLUMBUS_PORT_COLUMBUS
43074 | OH_OHIO_STATE_UNIVERSI
43076 | OH_COLUMBUS_PORT_COLUMBUS
43077 | OH_OHIO_STATE_UNIVERSI
43078 | OH_DAYTON_WRIGHT_PATTERSO
43080 | OH_COLUMBUS_PORT_COLUMBUS
43081 | OH_OHIO_STATE_UNIVERSI
43083 | OH_DAYTON_WRIGHT_PATTERSO
43084 | OH_OHIO_STATE_UNIVERSI
43093 | OH_COLUMBUS_PORT_COLUMBUS
43106 | OH_DAYTON_WRIGHT_PATTERSO
43107 | OH_COLUMBUS_PORT_COLUMBUS
43111 | OH_ZANESVILLE_MUNICIPAL_A
43112 | OH_COLUMBUS_PORT_COLUMBUS
43117 | OH_OHIO_STATE_UNIVERSI
43123 | OH_COLUMBUS_PORT_COLUMBUS
43126 | OH_OHIO_STATE_UNIVERSI
43127 | OH_ZANESVILLE_MUNICIPAL_A
43128 | OH_DAYTON_WRIGHT_PATTERSO
43130 | OH_COLUMBUS_PORT_COLUMBUS
43138 | OH_ZANESVILLE_MUNICIPAL_A
43140 | OH_OHIO_STATE_UNIVERSI
43142 | OH_DAYTON_WRIGHT_PATTERSO
43143 | OH_OHIO_STATE_UNIVERSI
43144 | OH_ZANESVILLE_MUNICIPAL_A
43145 | OH_COLUMBUS_PORT_COLUMBUS
43151 | OH_OHIO_STATE_UNIVERSI
43152 | OH_COLUMBUS_PORT_COLUMBUS
43153 | OH_DAYTON_WRIGHT_PATTERSO
43154 | OH_COLUMBUS_PORT_COLUMBUS
43158 | OH_ZANESVILLE_MUNICIPAL_A
43160 | OH_DAYTON_WRIGHT_PATTERSO
43162 | OH_OHIO_STATE_UNIVERSI
43163 | OH_COLUMBUS_PORT_COLUMBUS
43201 | OH_OHIO_STATE_UNIVERSI
43203 | OH_COLUMBUS_PORT_COLUMBUS
43204 | OH_OHIO_STATE_UNIVERSI
43205 | OH_COLUMBUS_PORT_COLUMBUS
43210 | OH_OHIO_STATE_UNIVERSI
43211 | OH_COLUMBUS_PORT_COLUMBUS
43212 | OH_OHIO_STATE_UNIVERSI
43213 | OH_COLUMBUS_PORT_COLUMBUS
43214 | OH_OHIO_STATE_UNIVERSI
43215 | OH_COLUMBUS_PORT_COLUMBUS
43220 | OH_OHIO_STATE_UNIVERSI
43226 | OH_COLUMBUS_PORT_COLUMBUS
43228 | OH_OHIO_STATE_UNIVERSI
43230 | OH_COLUMBUS_PORT_COLUMBUS
43231 | OH_OHIO_STATE_UNIVERSI
43232 | OH_COLUMBUS_PORT_COLUMBUS
43235 | OH_OHIO_STATE_UNIVERSI
43236 | OH_COLUMBUS_PORT_COLUMBUS
43284 | OH_OHIO_STATE_UNIVERSI
43285 | OH_COLUMBUS_PORT_COLUMBUS
43301 | OH_MANSFIELD_LAHM_MUNICIP
43310 | OH_FINDLAY_AIRPORT
43311 | OH_DAYTON_WRIGHT_PATTERSO
43314 | OH_MANSFIELD_LAHM_MUNICIP
43316 | OH_FINDLAY_AIRPORT
43317 | OH_MANSFIELD_LAHM_MUNICIP
43318 | OH_DAYTON_INTERNATIONAL_A
43319 | OH_OHIO_STATE_UNIVERSI
43320 | OH_MANSFIELD_LAHM_MUNICIP
43322 | OH_OHIO_STATE_UNIVERSI
43323 | OH_FINDLAY_AIRPORT
43325 | OH_MANSFIELD_LAHM_MUNICIP
43326 | OH_FINDLAY_AIRPORT
43333 | OH_DAYTON_INTERNATIONAL_A
43334 | OH_OHIO_STATE_UNIVERSI
43335 | OH_MANSFIELD_LAHM_MUNICIP
43336 | OH_OHIO_STATE_UNIVERSI
43337 | OH_FINDLAY_AIRPORT
43338 | OH_MANSFIELD_LAHM_MUNICIP
43340 | OH_FINDLAY_AIRPORT
43341 | OH_OHIO_STATE_UNIVERSI
43343 | OH_DAYTON_INTERNATIONAL_A
43344 | OH_OHIO_STATE_UNIVERSI
43345 | OH_FINDLAY_AIRPORT
43349 | OH_MANSFIELD_LAHM_MUNICIP
43350 | OH_OHIO_STATE_UNIVERSI
43351 | OH_FINDLAY_AIRPORT
43356 | OH_OHIO_STATE_UNIVERSI
43357 | OH_DAYTON_WRIGHT_PATTERSO
43358 | OH_OHIO_STATE_UNIVERSI
43359 | OH_FINDLAY_AIRPORT
43360 | OH_OHIO_STATE_UNIVERSI
43402 | OH_TOLEDO_EXPRESS_AIRPORT
43406 | OH_FINDLAY_AIRPORT
43408 | OH_TOLEDO_EXPRESS_AIRPORT
43410 | OH_FINDLAY_AIRPORT
43412 | OH_TOLEDO_EXPRESS_AIRPORT
43413 | OH_FINDLAY_AIRPORT
43414 | OH_TOLEDO_EXPRESS_AIRPORT
43420 | OH_FINDLAY_AIRPORT
43430 | OH_TOLEDO_EXPRESS_AIRPORT
43435 | OH_FINDLAY_AIRPORT
43436 | MI_DETROIT_METROPOLITAN_A
43437 | OH_FINDLAY_AIRPORT
43438 | OH_CLEVELAND_HOPKINS_INTL
43439 | OH_TOLEDO_EXPRESS_AIRPORT
43440 | OH_CLEVELAND_HOPKINS_INTL
43441 | OH_TOLEDO_EXPRESS_AIRPORT
43446 | MI_DETROIT_METROPOLITAN_A
43447 | OH_TOLEDO_EXPRESS_AIRPORT
43456 | MI_DETROIT_METROPOLITAN_A
43457 | OH_FINDLAY_AIRPORT
43458 | OH_TOLEDO_EXPRESS_AIRPORT
43462 | OH_FINDLAY_AIRPORT
43463 | OH_TOLEDO_EXPRESS_AIRPORT
43464 | OH_FINDLAY_AIRPORT
43465 | OH_TOLEDO_EXPRESS_AIRPORT
43466 | OH_FINDLAY_AIRPORT
43468 | OH_TOLEDO_EXPRESS_AIRPORT
43505 | IN_FORT_WAYNE_INTL_AP
43506 | OH_TOLEDO_EXPRESS_AIRPORT
43511 | OH_FINDLAY_AIRPORT
43512 | OH_TOLEDO_EXPRESS_AIRPORT
43516 | OH_FINDLAY_AIRPORT
43517 | IN_FORT_WAYNE_INTL_AP
43519 | OH_TOLEDO_EXPRESS_AIRPORT
43520 | IN_FORT_WAYNE_INTL_AP
43521 | OH_TOLEDO_EXPRESS_AIRPORT
43524 | OH_FINDLAY_AIRPORT
43525 | OH_TOLEDO_EXPRESS_AIRPORT
43526 | IN_FORT_WAYNE_INTL_AP
43527 | OH_TOLEDO_EXPRESS_AIRPORT
43529 | OH_FINDLAY_AIRPORT
43530 | OH_TOLEDO_EXPRESS_AIRPORT
43536 | IN_FORT_WAYNE_INTL_AP
43537 | OH_TOLEDO_EXPRESS_AIRPORT
43548 | OH_FINDLAY_AIRPORT
43549 | OH_TOLEDO_EXPRESS_AIRPORT
43556 | IN_FORT_WAYNE_INTL_AP
43557 | OH_TOLEDO_EXPRESS_AIRPORT
43701 | OH_ZANESVILLE_MUNICIPAL_A
43713 | WV_WHEELING_OHIO_COUNTY_A
43717 | OH_ZANESVILLE_MUNICIPAL_A
43718 | WV_WHEELING_OHIO_COUNTY_A
43720 | OH_ZANESVILLE_MUNICIPAL_A
43728 | WV_PARKERSBURG_WOOD_COUNT
43730 | OH_ZANESVILLE_MUNICIPAL_A
43736 | WV_WHEELING_OHIO_COUNTY_A
43738 | OH_ZANESVILLE_MUNICIPAL_A
43747 | WV_WHEELING_OHIO_COUNTY_A
43748 | OH_ZANESVILLE_MUNICIPAL_A
43752 | WV_PARKERSBURG_WOOD_COUNT
43755 | OH_ZANESVILLE_MUNICIPAL_A
43757 | WV_WHEELING_OHIO_COUNTY_A
43758 | OH_ZANESVILLE_MUNICIPAL_A
43759 | WV_WHEELING_OHIO_COUNTY_A
43760 | OH_ZANESVILLE_MUNICIPAL_A
43786 | WV_PARKERSBURG_WOOD_COUNT
43791 | OH_ZANESVILLE_MUNICIPAL_A
43793 | WV_PARKERSBURG_WOOD_COUNT
43802 | OH_ZANESVILLE_MUNICIPAL_A
43804 | OH_AKRON_AKRON_CANTON_REG
43805 | OH_ZANESVILLE_MUNICIPAL_A
43901 | WV_WHEELING_OHIO_COUNTY_A
43920 | PA_PITTSBURGH_INTERNATION
43925 | WV_WHEELING_OHIO_COUNTY_A
43926 | PA_PITTSBURGH_INTERNATION
43927 | WV_WHEELING_OHIO_COUNTY_A
43930 | PA_PITTSBURGH_INTERNATION
43931 | WV_PARKERSBURG_WOOD_COUNT
43932 | PA_PITTSBURGH_INTERNATION
43933 | WV_WHEELING_OHIO_COUNTY_A
43945 | PA_PITTSBURGH_INTERNATION
43946 | WV_PARKERSBURG_WOOD_COUNT
43947 | WV_WHEELING_OHIO_COUNTY_A
43961 | PA_PITTSBURGH_INTERNATION
43962 | OH_AKRON_AKRON_CANTON_REG
43963 | WV_WHEELING_OHIO_COUNTY_A
43968 | PA_PITTSBURGH_INTERNATION
43970 | WV_WHEELING_OHIO_COUNTY_A
44001 | OH_CLEVELAND_HOPKINS_INTL
44003 | OH_YOUNGSTOWN_REGIONAL_AI
44004 | PA_ERIE_INTERNATIONAL_AP
44010 | OH_YOUNGSTOWN_REGIONAL_AI
44011 | OH_CLEVELAND_HOPKINS_INTL
44021 | OH_BURKE_LAKEFRONT
44028 | OH_CLEVELAND_HOPKINS_INTL
44030 | PA_ERIE_INTERNATIONAL_AP
44032 | OH_YOUNGSTOWN_REGIONAL_AI
44033 | OH_BURKE_LAKEFRONT
44035 | OH_CLEVELAND_HOPKINS_INTL
44040 | OH_BURKE_LAKEFRONT
44041 | OH_YOUNGSTOWN_REGIONAL_AI
44044 | OH_CLEVELAND_HOPKINS_INTL
44045 | OH_BURKE_LAKEFRONT
44046 | OH_YOUNGSTOWN_REGIONAL_AI
44048 | PA_ERIE_INTERNATIONAL_AP
44049 | OH_CLEVELAND_HOPKINS_INTL
44056 | OH_BURKE_LAKEFRONT
44062 | OH_YOUNGSTOWN_REGIONAL_AI
44065 | OH_BURKE_LAKEFRONT
44068 | PA_ERIE_INTERNATIONAL_AP
44070 | OH_CLEVELAND_HOPKINS_INTL
44072 | OH_BURKE_LAKEFRONT
44074 | OH_CLEVELAND_HOPKINS_INTL
44076 | OH_YOUNGSTOWN_REGIONAL_AI
44077 | OH_BURKE_LAKEFRONT
44080 | OH_YOUNGSTOWN_REGIONAL_AI
44081 | OH_BURKE_LAKEFRONT
44082 | PA_ERIE_INTERNATIONAL_AP
44084 | OH_YOUNGSTOWN_REGIONAL_AI
44086 | OH_BURKE_LAKEFRONT
44089 | OH_CLEVELAND_HOPKINS_INTL
44092 | OH_BURKE_LAKEFRONT
44093 | OH_YOUNGSTOWN_REGIONAL_AI
44094 | OH_BURKE_LAKEFRONT
44099 | OH_YOUNGSTOWN_REGIONAL_AI
44101 | OH_BURKE_LAKEFRONT
44107 | OH_CLEVELAND_HOPKINS_INTL
44108 | OH_BURKE_LAKEFRONT
44111 | OH_CLEVELAND_HOPKINS_INTL
44112 | OH_BURKE_LAKEFRONT
44116 | OH_CLEVELAND_HOPKINS_INTL
44117 | OH_BURKE_LAKEFRONT
44126 | OH_CLEVELAND_HOPKINS_INTL
44127 | OH_BURKE_LAKEFRONT
44129 | OH_CLEVELAND_HOPKINS_INTL
44131 | OH_BURKE_LAKEFRONT
44133 | OH_CLEVELAND_HOPKINS_INTL
44137 | OH_BURKE_LAKEFRONT
44138 | OH_CLEVELAND_HOPKINS_INTL
44139 | OH_BURKE_LAKEFRONT
44140 | OH_CLEVELAND_HOPKINS_INTL
44143 | OH_BURKE_LAKEFRONT
44145 | OH_CLEVELAND_HOPKINS_INTL
44146 | OH_BURKE_LAKEFRONT
44147 | OH_CLEVELAND_HOPKINS_INTL
44177 | OH_BURKE_LAKEFRONT
44201 | OH_AKRON_AKRON_CANTON_REG
44202 | OH_BURKE_LAKEFRONT
44203 | OH_AKRON_AKRON_CANTON_REG
44210 | OH_CLEVELAND_HOPKINS_INTL
44211 | OH_AKRON_AKRON_CANTON_REG
44212 | OH_CLEVELAND_HOPKINS_INTL
44214 | OH_MANSFIELD_LAHM_MUNICIP
44215 | OH_CLEVELAND_HOPKINS_INTL
44216 | OH_AKRON_AKRON_CANTON_REG
44231 | OH_YOUNGSTOWN_REGIONAL_AI
44232 | OH_AKRON_AKRON_CANTON_REG
44233 | OH_CLEVELAND_HOPKINS_INTL
44234 | OH_YOUNGSTOWN_REGIONAL_AI
44235 | OH_MANSFIELD_LAHM_MUNICIP
44236 | OH_BURKE_LAKEFRONT
44237 | OH_AKRON_AKRON_CANTON_REG
44251 | OH_CLEVELAND_HOPKINS_INTL
44255 | OH_AKRON_AKRON_CANTON_REG
44256 | OH_CLEVELAND_HOPKINS_INTL
44260 | OH_AKRON_AKRON_CANTON_REG
44264 | OH_CLEVELAND_HOPKINS_INTL
44265 | OH_AKRON_AKRON_CANTON_REG
44275 | OH_CLEVELAND_HOPKINS_INTL
44276 | OH_AKRON_AKRON_CANTON_REG
44280 | OH_CLEVELAND_HOPKINS_INTL
44281 | OH_AKRON_AKRON_CANTON_REG
44285 | OH_YOUNGSTOWN_REGIONAL_AI
44286 | OH_CLEVELAND_HOPKINS_INTL
44287 | OH_MANSFIELD_LAHM_MUNICIP
44288 | OH_YOUNGSTOWN_REGIONAL_AI
44301 | OH_AKRON_AKRON_CANTON_REG
44401 | OH_YOUNGSTOWN_REGIONAL_AI
44411 | OH_AKRON_AKRON_CANTON_REG
44412 | OH_YOUNGSTOWN_REGIONAL_AI
44413 | PA_PITTSBURGH_INTERNATION
44416 | OH_YOUNGSTOWN_REGIONAL_AI
44423 | OH_AKRON_AKRON_CANTON_REG
44424 | OH_YOUNGSTOWN_REGIONAL_AI
44427 | OH_AKRON_AKRON_CANTON_REG
44428 | OH_YOUNGSTOWN_REGIONAL_AI
44432 | PA_PITTSBURGH_INTERNATION
44436 | OH_YOUNGSTOWN_REGIONAL_AI
44441 | PA_PITTSBURGH_INTERNATION
44442 | OH_YOUNGSTOWN_REGIONAL_AI
44449 | OH_AKRON_AKRON_CANTON_REG
44450 | OH_YOUNGSTOWN_REGIONAL_AI
44455 | PA_PITTSBURGH_INTERNATION
44460 | OH_YOUNGSTOWN_REGIONAL_AI
44492 | PA_PITTSBURGH_INTERNATION
44493 | OH_AKRON_AKRON_CANTON_REG
44501 | OH_YOUNGSTOWN_REGIONAL_AI
44601 | OH_AKRON_AKRON_CANTON_REG
44609 | OH_YOUNGSTOWN_REGIONAL_AI
44610 | OH_AKRON_AKRON_CANTON_REG
44611 | OH_MANSFIELD_LAHM_MUNICIP
44612 | OH_AKRON_AKRON_CANTON_REG
44628 | OH_MANSFIELD_LAHM_MUNICIP
44629 | OH_AKRON_AKRON_CANTON_REG
44631 | WV_WHEELING_OHIO_COUNTY_A
44632 | OH_AKRON_AKRON_CANTON_REG
44637 | OH_MANSFIELD_LAHM_MUNICIP
44639 | OH_AKRON_AKRON_CANTON_REG
44661 | OH_MANSFIELD_LAHM_MUNICIP
44662 | OH_AKRON_AKRON_CANTON_REG
44676 | OH_MANSFIELD_LAHM_MUNICIP
44677 | OH_AKRON_AKRON_CANTON_REG
44679 | WV_WHEELING_OHIO_COUNTY_A
44680 | OH_AKRON_AKRON_CANTON_REG
44693 | WV_WHEELING_OHIO_COUNTY_A
44697 | OH_AKRON_AKRON_CANTON_REG
44699 | WV_WHEELING_OHIO_COUNTY_A
44701 | OH_AKRON_AKRON_CANTON_REG
44801 | OH_FINDLAY_AIRPORT
44805 | OH_MANSFIELD_LAHM_MUNICIP
44809 | OH_FINDLAY_AIRPORT
44811 | OH_MANSFIELD_LAHM_MUNICIP
44814 | OH_CLEVELAND_HOPKINS_INTL
44815 | OH_FINDLAY_AIRPORT
44816 | OH_CLEVELAND_HOPKINS_INTL
44817 | OH_FINDLAY_AIRPORT
44820 | OH_MANSFIELD_LAHM_MUNICIP
44830 | OH_FINDLAY_AIRPORT
44833 | OH_MANSFIELD_LAHM_MUNICIP
44836 | OH_FINDLAY_AIRPORT
44837 | OH_MANSFIELD_LAHM_MUNICIP
44839 | OH_CLEVELAND_HOPKINS_INTL
44840 | OH_MANSFIELD_LAHM_MUNICIP
44841 | OH_FINDLAY_AIRPORT
44842 | OH_MANSFIELD_LAHM_MUNICIP
44844 | OH_FINDLAY_AIRPORT
44846 | OH_MANSFIELD_LAHM_MUNICIP
44849 | OH_FINDLAY_AIRPORT
44850 | OH_MANSFIELD_LAHM_MUNICIP
44853 | OH_FINDLAY_AIRPORT
44854 | OH_MANSFIELD_LAHM_MUNICIP
44861 | OH_FINDLAY_AIRPORT
44862 | OH_MANSFIELD_LAHM_MUNICIP
44871 | OH_CLEVELAND_HOPKINS_INTL
44874 | OH_MANSFIELD_LAHM_MUNICIP
44882 | OH_FINDLAY_AIRPORT
44887 | OH_MANSFIELD_LAHM_MUNICIP
45001 | KY_CINCINNATI_NORTHERN_KY
45004 | OH_CINCINNATI_MUNICIPAL_A
45005 | OH_DAYTON_WRIGHT_PATTERSO
45011 | OH_CINCINNATI_MUNICIPAL_A
45030 | KY_CINCINNATI_NORTHERN_KY
45032 | OH_DAYTON_WRIGHT_PATTERSO
45033 | KY_CINCINNATI_NORTHERN_KY
45034 | OH_CINCINNATI_MUNICIPAL_A
45041 | KY_CINCINNATI_NORTHERN_KY
45042 | OH_DAYTON_INTERNATIONAL_A
45044 | OH_CINCINNATI_MUNICIPAL_A
45051 | KY_CINCINNATI_NORTHERN_KY
45054 | OH_DAYTON_WRIGHT_PATTERSO
45055 | OH_CINCINNATI_MUNICIPAL_A
45056 | KY_CINCINNATI_NORTHERN_KY
45062 | OH_CINCINNATI_MUNICIPAL_A
45063 | KY_CINCINNATI_NORTHERN_KY
45064 | OH_DAYTON_INTERNATIONAL_A
45065 | OH_CINCINNATI_MUNICIPAL_A
45066 | OH_DAYTON_WRIGHT_PATTERSO
45067 | OH_CINCINNATI_MUNICIPAL_A
45068 | OH_DAYTON_WRIGHT_PATTERSO
45069 | OH_CINCINNATI_MUNICIPAL_A
45070 | OH_DAYTON_INTERNATIONAL_A
45071 | OH_CINCINNATI_MUNICIPAL_A
45113 | OH_DAYTON_WRIGHT_PATTERSO
45115 | OH_CINCINNATI_MUNICIPAL_A
45123 | OH_DAYTON_WRIGHT_PATTERSO
45130 | OH_CINCINNATI_MUNICIPAL_A
45132 | OH_DAYTON_WRIGHT_PATTERSO
45133 | OH_CINCINNATI_MUNICIPAL_A
45135 | OH_DAYTON_WRIGHT_PATTERSO
45140 | OH_CINCINNATI_MUNICIPAL_A
45159 | OH_DAYTON_WRIGHT_PATTERSO
45160 | OH_CINCINNATI_MUNICIPAL_A
45164 | OH_DAYTON_WRIGHT_PATTERSO
45167 | OH_CINCINNATI_MUNICIPAL_A
45169 | OH_DAYTON_WRIGHT_PATTERSO
45171 | OH_CINCINNATI_MUNICIPAL_A
45177 | OH_DAYTON_WRIGHT_PATTERSO
45201 | OH_CINCINNATI_MUNICIPAL_A
45204 | KY_CINCINNATI_NORTHERN_KY
45206 | OH_CINCINNATI_MUNICIPAL_A
45211 | KY_CINCINNATI_NORTHERN_KY
45212 | OH_CINCINNATI_MUNICIPAL_A
45233 | KY_CINCINNATI_NORTHERN_KY
45234 | OH_CINCINNATI_MUNICIPAL_A
45238 | KY_CINCINNATI_NORTHERN_KY
45239 | OH_CINCINNATI_MUNICIPAL_A
45247 | KY_CINCINNATI_NORTHERN_KY
45249 | OH_CINCINNATI_MUNICIPAL_A
45252 | KY_CINCINNATI_NORTHERN_KY
45253 | OH_CINCINNATI_MUNICIPAL_A
45275 | KY_CINCINNATI_NORTHERN_KY
45277 | OH_CINCINNATI_MUNICIPAL_A
45301 | OH_DAYTON_WRIGHT_PATTERSO
45302 | OH_DAYTON_INTERNATIONAL_A
45305 | OH_DAYTON_WRIGHT_PATTERSO
45306 | OH_DAYTON_INTERNATIONAL_A
45307 | OH_DAYTON_WRIGHT_PATTERSO
45308 | OH_DAYTON_INTERNATIONAL_A
45314 | OH_DAYTON_WRIGHT_PATTERSO
45315 | OH_DAYTON_INTERNATIONAL_A
45316 | OH_DAYTON_WRIGHT_PATTERSO
45317 | OH_DAYTON_INTERNATIONAL_A
45319 | OH_DAYTON_WRIGHT_PATTERSO
45320 | OH_DAYTON_INTERNATIONAL_A
45323 | OH_DAYTON_WRIGHT_PATTERSO
45325 | OH_DAYTON_INTERNATIONAL_A
45335 | OH_DAYTON_WRIGHT_PATTERSO
45336 | OH_DAYTON_INTERNATIONAL_A
45341 | OH_DAYTON_WRIGHT_PATTERSO
45343 | OH_DAYTON_INTERNATIONAL_A
45344 | OH_DAYTON_WRIGHT_PATTERSO
45345 | OH_DAYTON_INTERNATIONAL_A
45349 | OH_DAYTON_WRIGHT_PATTERSO
45350 | OH_DAYTON_INTERNATIONAL_A
45368 | OH_DAYTON_WRIGHT_PATTERSO
45371 | OH_DAYTON_INTERNATIONAL_A
45372 | OH_DAYTON_WRIGHT_PATTERSO
45373 | OH_DAYTON_INTERNATIONAL_A
45384 | OH_DAYTON_WRIGHT_PATTERSO
45388 | OH_DAYTON_INTERNATIONAL_A
45401 | OH_DAYTON_WRIGHT_PATTERSO
45405 | OH_DAYTON_INTERNATIONAL_A
45409 | OH_DAYTON_WRIGHT_PATTERSO
45414 | OH_DAYTON_INTERNATIONAL_A
45419 | OH_DAYTON_WRIGHT_PATTERSO
45426 | OH_DAYTON_INTERNATIONAL_A
45428 | OH_DAYTON_WRIGHT_PATTERSO
45601 | OH_COLUMBUS_PORT_COLUMBUS
45613 | WV_HUNTINGTON_TRI_STATE_A
45617 | OH_COLUMBUS_PORT_COLUMBUS
45618 | OH_CINCINNATI_MUNICIPAL_A
45619 | WV_HUNTINGTON_TRI_STATE_A
45622 | OH_COLUMBUS_PORT_COLUMBUS
45623 | WV_HUNTINGTON_TRI_STATE_A
45624 | OH_CINCINNATI_MUNICIPAL_A
45628 | OH_COLUMBUS_PORT_COLUMBUS
45629 | WV_HUNTINGTON_TRI_STATE_A
45633 | OH_COLUMBUS_PORT_COLUMBUS
45634 | WV_HUNTINGTON_TRI_STATE_A
45644 | OH_COLUMBUS_PORT_COLUMBUS
45645 | WV_HUNTINGTON_TRI_STATE_A
45646 | OH_CINCINNATI_MUNICIPAL_A
45647 | OH_COLUMBUS_PORT_COLUMBUS
45648 | WV_HUNTINGTON_TRI_STATE_A
45651 | OH_COLUMBUS_PORT_COLUMBUS
45652 | WV_HUNTINGTON_TRI_STATE_A
45654 | OH_ZANESVILLE_MUNICIPAL_A
45656 | WV_HUNTINGTON_TRI_STATE_A
45660 | OH_CINCINNATI_MUNICIPAL_A
45661 | WV_HUNTINGTON_TRI_STATE_A
45672 | OH_COLUMBUS_PORT_COLUMBUS
45674 | WV_HUNTINGTON_TRI_STATE_A
45679 | OH_CINCINNATI_MUNICIPAL_A
45680 | WV_HUNTINGTON_TRI_STATE_A
45681 | OH_COLUMBUS_PORT_COLUMBUS
45682 | WV_HUNTINGTON_TRI_STATE_A
45693 | OH_CINCINNATI_MUNICIPAL_A
45694 | WV_HUNTINGTON_TRI_STATE_A
45697 | OH_CINCINNATI_MUNICIPAL_A
45698 | WV_PARKERSBURG_WOOD_COUNT
45699 | WV_HUNTINGTON_TRI_STATE_A
45701 | WV_PARKERSBURG_WOOD_COUNT
45716 | OH_ZANESVILLE_MUNICIPAL_A
45719 | WV_PARKERSBURG_WOOD_COUNT
45740 | OH_ZANESVILLE_MUNICIPAL_A
45741 | WV_PARKERSBURG_WOOD_COUNT
45764 | OH_ZANESVILLE_MUNICIPAL_A
45766 | WV_PARKERSBURG_WOOD_COUNT
45782 | OH_ZANESVILLE_MUNICIPAL_A
45783 | WV_PARKERSBURG_WOOD_COUNT
45801 | OH_FINDLAY_AIRPORT
45813 | IN_FORT_WAYNE_INTL_AP
45814 | OH_FINDLAY_AIRPORT
45821 | IN_FORT_WAYNE_INTL_AP
45827 | OH_FINDLAY_AIRPORT
45828 | IN_DELAWARE_CO_JOHNSON
45830 | OH_FINDLAY_AIRPORT
45832 | IN_FORT_WAYNE_INTL_AP
45833 | OH_FINDLAY_AIRPORT
45838 | IN_FORT_WAYNE_INTL_AP
45839 | OH_FINDLAY_AIRPORT
45845 | OH_DAYTON_INTERNATIONAL_A
45846 | IN_DELAWARE_CO_JOHNSON
45848 | OH_FINDLAY_AIRPORT
45849 | IN_FORT_WAYNE_INTL_AP
45850 | OH_FINDLAY_AIRPORT
45851 | IN_FORT_WAYNE_INTL_AP
45853 | OH_FINDLAY_AIRPORT
45855 | IN_FORT_WAYNE_INTL_AP
45856 | OH_FINDLAY_AIRPORT
45860 | OH_DAYTON_INTERNATIONAL_A
45861 | OH_FINDLAY_AIRPORT
45862 | IN_FORT_WAYNE_INTL_AP
45864 | OH_FINDLAY_AIRPORT
45865 | OH_DAYTON_INTERNATIONAL_A
45867 | OH_FINDLAY_AIRPORT
45869 | OH_DAYTON_INTERNATIONAL_A
45870 | OH_FINDLAY_AIRPORT
45871 | OH_DAYTON_INTERNATIONAL_A
45872 | OH_FINDLAY_AIRPORT
45874 | IN_FORT_WAYNE_INTL_AP
45875 | OH_FINDLAY_AIRPORT
45879 | IN_FORT_WAYNE_INTL_AP
45881 | OH_FINDLAY_AIRPORT
45882 | IN_FORT_WAYNE_INTL_AP
45883 | OH_DAYTON_INTERNATIONAL_A
45884 | OH_FINDLAY_AIRPORT
45885 | OH_DAYTON_INTERNATIONAL_A
45886 | IN_FORT_WAYNE_INTL_AP
45887 | OH_FINDLAY_AIRPORT
45891 | IN_FORT_WAYNE_INTL_AP
45893 | OH_FINDLAY_AIRPORT
45894 | IN_FORT_WAYNE_INTL_AP
45895 | OH_FINDLAY_AIRPORT
45898 | IN_FORT_WAYNE_INTL_AP
45944 | OH_CINCINNATI_MUNICIPAL_A
46001 | IN_DELAWARE_CO_JOHNSON
46031 | IN_GRISSOM_ARB
46032 | IN_INDIANAPOLIS_INTL_AP
46035 | IN_LAFAYETTE_PURDUE_UNIV
46036 | IN_DELAWARE_CO_JOHNSON
46038 | IN_INDIANAPOLIS_INTL_AP
46039 | IN_GRISSOM_ARB
46040 | IN_INDIANAPOLIS_INTL_AP
46041 | IN_LAFAYETTE_PURDUE_UNIV
46044 | IN_DELAWARE_CO_JOHNSON
46045 | IN_GRISSOM_ARB
46048 | IN_DELAWARE_CO_JOHNSON
46049 | IN_GRISSOM_ARB
46050 | IN_INDIANAPOLIS_INTL_AP
46051 | IN_DELAWARE_CO_JOHNSON
46052 | IN_INDIANAPOLIS_INTL_AP
46056 | IN_DELAWARE_CO_JOHNSON
46057 | IN_GRISSOM_ARB
46058 | IN_LAFAYETTE_PURDUE_UNIV
46060 | IN_INDIANAPOLIS_INTL_AP
46063 | IN_DELAWARE_CO_JOHNSON
46065 | IN_LAFAYETTE_PURDUE_UNIV
46068 | IN_GRISSOM_ARB
46069 | IN_INDIANAPOLIS_INTL_AP
46070 | IN_DELAWARE_CO_JOHNSON
46071 | IN_INDIANAPOLIS_INTL_AP
46072 | IN_GRISSOM_ARB
46074 | IN_INDIANAPOLIS_INTL_AP
46076 | IN_GRISSOM_ARB
46077 | IN_INDIANAPOLIS_INTL_AP
46115 | IN_DELAWARE_CO_JOHNSON
46118 | IN_INDIANAPOLIS_INTL_AP
46127 | IN_DELAWARE_CO_JOHNSON
46128 | IN_INDIANAPOLIS_INTL_AP
46133 | IN_DELAWARE_CO_JOHNSON
46135 | IN_TERRE_HAUTE_HULMAN_REG
46140 | IN_INDIANAPOLIS_INTL_AP
46148 | IN_DELAWARE_CO_JOHNSON
46149 | IN_INDIANAPOLIS_INTL_AP
46155 | IN_DELAWARE_CO_JOHNSON
46156 | IN_INDIANAPOLIS_INTL_AP
46166 | IN_MONROE_CO
46167 | IN_INDIANAPOLIS_INTL_AP
46170 | IN_TERRE_HAUTE_HULMAN_REG
46172 | IN_INDIANAPOLIS_INTL_AP
46173 | IN_DELAWARE_CO_JOHNSON
46175 | IN_TERRE_HAUTE_HULMAN_REG
46176 | IN_INDIANAPOLIS_INTL_AP
46186 | IN_DELAWARE_CO_JOHNSON
46201 | IN_INDIANAPOLIS_INTL_AP
46301 | IN_SOUTH_BEND_MICHIANA_RG
46302 | IL_CHICAGO_MIDWAY_AP
46340 | IN_SOUTH_BEND_MICHIANA_RG
46341 | IL_CHICAGO_MIDWAY_AP
46345 | IN_SOUTH_BEND_MICHIANA_RG
46349 | IL_CHICAGO_MIDWAY_AP
46350 | IN_SOUTH_BEND_MICHIANA_RG
46355 | IL_CHICAGO_MIDWAY_AP
46360 | IN_SOUTH_BEND_MICHIANA_RG
46368 | IL_CHICAGO_MIDWAY_AP
46371 | IN_SOUTH_BEND_MICHIANA_RG
46372 | IL_CHICAGO_MIDWAY_AP
46374 | IN_SOUTH_BEND_MICHIANA_RG
46375 | IL_CHICAGO_MIDWAY_AP
46380 | IN_SOUTH_BEND_MICHIANA_RG
46381 | IL_CHICAGO_MIDWAY_AP
46382 | IN_SOUTH_BEND_MICHIANA_RG
46383 | IL_CHICAGO_MIDWAY_AP
46384 | IN_SOUTH_BEND_MICHIANA_RG
46392 | IN_LAFAYETTE_PURDUE_UNIV
46393 | IL_CHICAGO_MIDWAY_AP
46501 | IN_SOUTH_BEND_MICHIANA_RG
46508 | IN_GRISSOM_ARB
46511 | IN_SOUTH_BEND_MICHIANA_RG
46555 | IN_FORT_WAYNE_INTL_AP
46556 | IN_SOUTH_BEND_MICHIANA_RG
46562 | IN_FORT_WAYNE_INTL_AP
46563 | IN_SOUTH_BEND_MICHIANA_RG
46565 | MI_KALAMAZOO_BATTLE_CR
46566 | IN_FORT_WAYNE_INTL_AP
46567 | IN_SOUTH_BEND_MICHIANA_RG
46571 | IN_FORT_WAYNE_INTL_AP
46572 | IN_SOUTH_BEND_MICHIANA_RG
46580 | IN_FORT_WAYNE_INTL_AP
46595 | IN_SOUTH_BEND_MICHIANA_RG
46701 | IN_FORT_WAYNE_INTL_AP
46737 | MI_BATTLE_CREEK_KELLOGG_A
46738 | IN_FORT_WAYNE_INTL_AP
46746 | MI_KALAMAZOO_BATTLE_CR
46747 | IN_FORT_WAYNE_INTL_AP
46761 | MI_KALAMAZOO_BATTLE_CR
46763 | IN_FORT_WAYNE_INTL_AP
46771 | MI_KALAMAZOO_BATTLE_CR
46772 | IN_FORT_WAYNE_INTL_AP
46776 | MI_BATTLE_CREEK_KELLOGG_A
46777 | IN_FORT_WAYNE_INTL_AP
46901 | IN_GRISSOM_ARB
46920 | IN_LAFAYETTE_PURDUE_UNIV
46921 | IN_GRISSOM_ARB
46923 | IN_LAFAYETTE_PURDUE_UNIV
46926 | IN_GRISSOM_ARB
46928 | IN_DELAWARE_CO_JOHNSON
46929 | IN_GRISSOM_ARB
46930 | IN_DELAWARE_CO_JOHNSON
46931 | IN_GRISSOM_ARB
46933 | IN_DELAWARE_CO_JOHNSON
46935 | IN_GRISSOM_ARB
46938 | IN_DELAWARE_CO_JOHNSON
46939 | IN_GRISSOM_ARB
46946 | IN_FORT_WAYNE_INTL_AP
46947 | IN_GRISSOM_ARB
46953 | IN_DELAWARE_CO_JOHNSON
46958 | IN_GRISSOM_ARB
46960 | IN_SOUTH_BEND_MICHIANA_RG
46961 | IN_GRISSOM_ARB
46962 | IN_FORT_WAYNE_INTL_AP
46965 | IN_GRISSOM_ARB
46968 | IN_SOUTH_BEND_MICHIANA_RG
46970 | IN_GRISSOM_ARB
46980 | IN_FORT_WAYNE_INTL_AP
46982 | IN_GRISSOM_ARB
46989 | IN_DELAWARE_CO_JOHNSON
46990 | IN_GRISSOM_ARB
46991 | IN_DELAWARE_CO_JOHNSON
46992 | IN_GRISSOM_ARB
47001 | KY_CINCINNATI_NORTHERN_KY
47102 | KY_LOUISVILLE_BOWMAN_FIEL
47107 | KY_LOUISVILLE_STANDIFORD
47108 | IN_MONROE_CO
47110 | KY_FORT_KNOX_GODMAN_AAF
47111 | KY_LOUISVILLE_BOWMAN_FIEL
47112 | KY_LOUISVILLE_STANDIFORD
47116 | IN_HUNTINGBURG
47117 | KY_LOUISVILLE_STANDIFORD
47118 | IN_HUNTINGBURG
47119 | KY_LOUISVILLE_STANDIFORD
47123 | IN_HUNTINGBURG
47124 | KY_LOUISVILLE_STANDIFORD
47126 | KY_LOUISVILLE_BOWMAN_FIEL
47135 | KY_FORT_KNOX_GODMAN_AAF
47136 | KY_LOUISVILLE_STANDIFORD
47137 | KY_FORT_KNOX_GODMAN_AAF
47138 | KY_LOUISVILLE_BOWMAN_FIEL
47140 | KY_LOUISVILLE_STANDIFORD
47141 | KY_LOUISVILLE_BOWMAN_FIEL
47142 | KY_FORT_KNOX_GODMAN_AAF
47143 | KY_LOUISVILLE_BOWMAN_FIEL
47145 | KY_LOUISVILLE_STANDIFORD
47147 | KY_LOUISVILLE_BOWMAN_FIEL
47150 | KY_LOUISVILLE_STANDIFORD
47162 | KY_LOUISVILLE_BOWMAN_FIEL
47164 | KY_LOUISVILLE_STANDIFORD
47167 | KY_LOUISVILLE_BOWMAN_FIEL
47174 | IN_HUNTINGBURG
47177 | KY_LOUISVILLE_BOWMAN_FIEL
47201 | IN_MONROE_CO
47203 | IN_INDIANAPOLIS_INTL_AP
47220 | IN_MONROE_CO
47223 | KY_CINCINNATI_NORTHERN_KY
47226 | IN_INDIANAPOLIS_INTL_AP
47227 | KY_LOUISVILLE_BOWMAN_FIEL
47228 | IN_MONROE_CO
47229 | KY_LOUISVILLE_BOWMAN_FIEL
47232 | IN_MONROE_CO
47234 | IN_INDIANAPOLIS_INTL_AP
47235 | IN_MONROE_CO
47240 | KY_CINCINNATI_NORTHERN_KY
47243 | KY_LOUISVILLE_BOWMAN_FIEL
47244 | IN_INDIANAPOLIS_INTL_AP
47245 | IN_MONROE_CO
47246 | IN_INDIANAPOLIS_INTL_AP
47247 | IN_MONROE_CO
47250 | KY_LOUISVILLE_BOWMAN_FIEL
47260 | IN_MONROE_CO
47261 | KY_CINCINNATI_NORTHERN_KY
47264 | IN_MONROE_CO
47270 | KY_LOUISVILLE_BOWMAN_FIEL
47272 | IN_INDIANAPOLIS_INTL_AP
47273 | IN_MONROE_CO
47280 | IN_INDIANAPOLIS_INTL_AP
47281 | IN_MONROE_CO
47282 | KY_CINCINNATI_NORTHERN_KY
47302 | IN_DELAWARE_CO_JOHNSON
47324 | OH_DAYTON_INTERNATIONAL_A
47326 | IN_DELAWARE_CO_JOHNSON
47341 | OH_DAYTON_INTERNATIONAL_A
47342 | IN_DELAWARE_CO_JOHNSON
47353 | OH_DAYTON_INTERNATIONAL_A
47354 | IN_DELAWARE_CO_JOHNSON
47374 | OH_DAYTON_INTERNATIONAL_A
47380 | IN_DELAWARE_CO_JOHNSON
47401 | IN_MONROE_CO
47427 | IN_TERRE_HAUTE_HULMAN_REG
47429 | IN_MONROE_CO
47432 | IN_HUNTINGBURG
47433 | IN_MONROE_CO
47438 | IN_TERRE_HAUTE_HULMAN_REG
47439 | IN_MONROE_CO
47441 | IN_TERRE_HAUTE_HULMAN_REG
47443 | IN_MONROE_CO
47445 | IN_TERRE_HAUTE_HULMAN_REG
47446 | IN_MONROE_CO
47452 | IN_HUNTINGBURG
47453 | IN_MONROE_CO
47454 | IN_HUNTINGBURG
47455 | IN_TERRE_HAUTE_HULMAN_REG
47456 | IN_MONROE_CO
47469 | IN_HUNTINGBURG
47470 | IN_MONROE_CO
47501 | IN_HUNTINGBURG
47522 | IN_MONROE_CO
47523 | IN_HUNTINGBURG
47524 | IN_EVANSVILLE_REGIONAL_AP
47525 | IN_HUNTINGBURG
47528 | IN_MONROE_CO
47531 | IN_HUNTINGBURG
47535 | IN_TERRE_HAUTE_HULMAN_REG
47536 | IN_HUNTINGBURG
47561 | IN_TERRE_HAUTE_HULMAN_REG
47562 | IN_MONROE_CO
47564 | IN_HUNTINGBURG
47568 | IN_MONROE_CO
47573 | IN_HUNTINGBURG
47574 | KY_FORT_KNOX_GODMAN_AAF
47575 | IN_HUNTINGBURG
47578 | IN_MONROE_CO
47579 | IN_HUNTINGBURG
47581 | IN_MONROE_CO
47584 | IN_HUNTINGBURG
47596 | IN_MONROE_CO
47597 | IN_HUNTINGBURG
47601 | IN_EVANSVILLE_REGIONAL_AP
47611 | IN_HUNTINGBURG
47612 | IN_EVANSVILLE_REGIONAL_AP
47614 | IN_HUNTINGBURG
47616 | KY_HENDERSON_CITY
47617 | IN_EVANSVILLE_REGIONAL_AP
47620 | KY_HENDERSON_CITY
47629 | IN_EVANSVILLE_REGIONAL_AP
47635 | IN_HUNTINGBURG
47638 | IN_EVANSVILLE_REGIONAL_AP
47801 | IN_TERRE_HAUTE_HULMAN_REG
47901 | IN_LAFAYETTE_PURDUE_UNIV
47926 | IN_GRISSOM_ARB
47928 | IN_TERRE_HAUTE_HULMAN_REG
47929 | IN_LAFAYETTE_PURDUE_UNIV
47950 | IN_GRISSOM_ARB
47951 | IN_LAFAYETTE_PURDUE_UNIV
47966 | IN_TERRE_HAUTE_HULMAN_REG
47967 | IN_LAFAYETTE_PURDUE_UNIV
47968 | IN_INDIANAPOLIS_INTL_AP
47969 | IN_LAFAYETTE_PURDUE_UNIV
47989 | IN_TERRE_HAUTE_HULMAN_REG
47990 | IN_LAFAYETTE_PURDUE_UNIV
48001 | MI_MOUNT_CLEMENS_SELFRIDG
48002 | MI_STCLAIR_COUNTY_INT
48003 | MI_MOUNT_CLEMENS_SELFRIDG
48006 | MI_STCLAIR_COUNTY_INT
48007 | MI_OAKLAND_CO_INTL
48014 | MI_STCLAIR_COUNTY_INT
48015 | MI_DETROIT_CITY_AIRPORT
48022 | MI_STCLAIR_COUNTY_INT
48023 | MI_MOUNT_CLEMENS_SELFRIDG
48025 | MI_OAKLAND_CO_INTL
48026 | MI_MOUNT_CLEMENS_SELFRIDG
48027 | MI_STCLAIR_COUNTY_INT
48028 | MI_MOUNT_CLEMENS_SELFRIDG
48030 | MI_DETROIT_CITY_AIRPORT
48032 | MI_STCLAIR_COUNTY_INT
48034 | MI_OAKLAND_CO_INTL
48035 | MI_MOUNT_CLEMENS_SELFRIDG
48037 | MI_DETROIT_CITY_AIRPORT
48038 | MI_MOUNT_CLEMENS_SELFRIDG
48039 | MI_STCLAIR_COUNTY_INT
48042 | MI_MOUNT_CLEMENS_SELFRIDG
48049 | MI_STCLAIR_COUNTY_INT
48050 | MI_MOUNT_CLEMENS_SELFRIDG
48054 | MI_STCLAIR_COUNTY_INT
48065 | MI_MOUNT_CLEMENS_SELFRIDG
48066 | MI_DETROIT_CITY_AIRPORT
48074 | MI_STCLAIR_COUNTY_INT
48075 | MI_DETROIT_CITY_AIRPORT
48079 | MI_STCLAIR_COUNTY_INT
48080 | MI_DETROIT_CITY_AIRPORT
48082 | MI_MOUNT_CLEMENS_SELFRIDG
48083 | MI_DETROIT_CITY_AIRPORT
48084 | MI_OAKLAND_CO_INTL
48086 | MI_DETROIT_CITY_AIRPORT
48094 | MI_MOUNT_CLEMENS_SELFRIDG
48095 | MI_OAKLAND_CO_INTL
48096 | MI_MOUNT_CLEMENS_SELFRIDG
48097 | MI_STCLAIR_COUNTY_INT
48098 | MI_OAKLAND_CO_INTL
48101 | MI_DETROIT_METROPOLITAN_A
48103 | MI_ANN_ARBOR_MUNICIPAL
48111 | MI_DETROIT_WILLOW_RUN_AP
48113 | MI_ANN_ARBOR_MUNICIPAL
48114 | MI_HOWELL
48115 | MI_ANN_ARBOR_MUNICIPAL
48116 | MI_HOWELL
48117 | MI_DETROIT_METROPOLITAN_A
48118 | MI_ANN_ARBOR_MUNICIPAL
48120 | MI_DETROIT_CITY_AIRPORT
48122 | MI_DETROIT_METROPOLITAN_A
48123 | MI_DETROIT_CITY_AIRPORT
48124 | MI_DETROIT_METROPOLITAN_A
48126 | MI_DETROIT_CITY_AIRPORT
48127 | MI_DETROIT_METROPOLITAN_A
48130 | MI_ANN_ARBOR_MUNICIPAL
48133 | OH_TOLEDO_EXPRESS_AIRPORT
48134 | MI_DETROIT_METROPOLITAN_A
48137 | MI_HOWELL
48138 | MI_DETROIT_METROPOLITAN_A
48139 | MI_HOWELL
48140 | MI_DETROIT_WILLOW_RUN_AP
48141 | MI_DETROIT_METROPOLITAN_A
48143 | MI_HOWELL
48144 | OH_TOLEDO_EXPRESS_AIRPORT
48145 | MI_DETROIT_METROPOLITAN_A
48157 | OH_TOLEDO_EXPRESS_AIRPORT
48158 | MI_ANN_ARBOR_MUNICIPAL
48159 | MI_DETROIT_WILLOW_RUN_AP
48160 | MI_ANN_ARBOR_MUNICIPAL
48161 | MI_DETROIT_METROPOLITAN_A
48165 | MI_OAKLAND_CO_INTL
48166 | MI_DETROIT_METROPOLITAN_A
48167 | MI_DETROIT_WILLOW_RUN_AP
48169 | MI_HOWELL
48170 | MI_DETROIT_WILLOW_RUN_AP
48173 | MI_DETROIT_METROPOLITAN_A
48175 | MI_DETROIT_WILLOW_RUN_AP
48176 | MI_ANN_ARBOR_MUNICIPAL
48177 | OH_TOLEDO_EXPRESS_AIRPORT
48178 | MI_DETROIT_WILLOW_RUN_AP
48179 | MI_DETROIT_METROPOLITAN_A
48182 | OH_TOLEDO_EXPRESS_AIRPORT
48183 | MI_DETROIT_METROPOLITAN_A
48187 | MI_DETROIT_WILLOW_RUN_AP
48189 | MI_ANN_ARBOR_MUNICIPAL
48190 | MI_DETROIT_WILLOW_RUN_AP
48192 | MI_DETROIT_METROPOLITAN_A
48197 | MI_DETROIT_WILLOW_RUN_AP
48201 | MI_DETROIT_CITY_AIRPORT
48217 | MI_DETROIT_METROPOLITAN_A
48218 | MI_DETROIT_CITY_AIRPORT
48229 | MI_DETROIT_METROPOLITAN_A
48230 | MI_DETROIT_CITY_AIRPORT
48239 | MI_DETROIT_METROPOLITAN_A
48243 | MI_DETROIT_CITY_AIRPORT
48301 | MI_OAKLAND_CO_INTL
48310 | MI_DETROIT_CITY_AIRPORT
48311 | MI_MOUNT_CLEMENS_SELFRIDG
48320 | MI_OAKLAND_CO_INTL
48353 | MI_HOWELL
48356 | MI_OAKLAND_CO_INTL
48397 | MI_DETROIT_CITY_AIRPORT
48401 | MI_STCLAIR_COUNTY_INT
48411 | MI_FLINT_BISHOP_INTL_ARPT
48412 | MI_OAKLAND_CO_INTL
48413 | MI_OSCODA_WURTSMITH_AFB
48414 | MI_HOWELL
48415 | MI_FLINT_BISHOP_INTL_ARPT
48416 | MI_STCLAIR_COUNTY_INT
48417 | MI_SAGINAW_TRI_CITY_INTL
48418 | MI_HOWELL
48419 | MI_STCLAIR_COUNTY_INT
48420 | MI_FLINT_BISHOP_INTL_ARPT
48422 | MI_STCLAIR_COUNTY_INT
48423 | MI_FLINT_BISHOP_INTL_ARPT
48426 | MI_STCLAIR_COUNTY_INT
48428 | MI_OAKLAND_CO_INTL
48429 | MI_FLINT_BISHOP_INTL_ARPT
48432 | MI_OSCODA_WURTSMITH_AFB
48433 | MI_FLINT_BISHOP_INTL_ARPT
48434 | MI_STCLAIR_COUNTY_INT
48435 | MI_FLINT_BISHOP_INTL_ARPT
48441 | MI_OSCODA_WURTSMITH_AFB
48442 | MI_OAKLAND_CO_INTL
48444 | MI_STCLAIR_COUNTY_INT
48445 | MI_OSCODA_WURTSMITH_AFB
48446 | MI_FLINT_BISHOP_INTL_ARPT
48450 | MI_STCLAIR_COUNTY_INT
48451 | MI_FLINT_BISHOP_INTL_ARPT
48453 | MI_STCLAIR_COUNTY_INT
48455 | MI_OAKLAND_CO_INTL
48456 | MI_STCLAIR_COUNTY_INT
48457 | MI_FLINT_BISHOP_INTL_ARPT
48462 | MI_OAKLAND_CO_INTL
48463 | MI_FLINT_BISHOP_INTL_ARPT
48465 | MI_STCLAIR_COUNTY_INT
48467 | MI_OSCODA_WURTSMITH_AFB
48469 | MI_STCLAIR_COUNTY_INT
48470 | MI_OSCODA_WURTSMITH_AFB
48471 | MI_STCLAIR_COUNTY_INT
48473 | MI_FLINT_BISHOP_INTL_ARPT
48475 | MI_OSCODA_WURTSMITH_AFB
48476 | MI_FLINT_BISHOP_INTL_ARPT
48601 | MI_SAGINAW_TRI_CITY_INTL
48610 | MI_HOUGHTON_LAKE_ROSCOMMO
48611 | MI_SAGINAW_TRI_CITY_INTL
48616 | MI_FLINT_BISHOP_INTL_ARPT
48617 | MI_HOUGHTON_LAKE_ROSCOMMO
48618 | MI_SAGINAW_TRI_CITY_INTL
48619 | MI_ALPENA_COUNTY_REGIONAL
48620 | MI_SAGINAW_TRI_CITY_INTL
48621 | MI_ALPENA_COUNTY_REGIONAL
48622 | MI_HOUGHTON_LAKE_ROSCOMMO
48623 | MI_SAGINAW_TRI_CITY_INTL
48624 | MI_HOUGHTON_LAKE_ROSCOMMO
48626 | MI_SAGINAW_TRI_CITY_INTL
48627 | MI_HOUGHTON_LAKE_ROSCOMMO
48628 | MI_SAGINAW_TRI_CITY_INTL
48629 | MI_HOUGHTON_LAKE_ROSCOMMO
48631 | MI_SAGINAW_TRI_CITY_INTL
48632 | MI_HOUGHTON_LAKE_ROSCOMMO
48634 | MI_SAGINAW_TRI_CITY_INTL
48635 | MI_OSCODA_WURTSMITH_AFB
48636 | MI_HOUGHTON_LAKE_ROSCOMMO
48637 | MI_SAGINAW_TRI_CITY_INTL
48647 | MI_HOUGHTON_LAKE_ROSCOMMO
48649 | MI_FLINT_BISHOP_INTL_ARPT
48650 | MI_SAGINAW_TRI_CITY_INTL
48651 | MI_HOUGHTON_LAKE_ROSCOMMO
48652 | MI_SAGINAW_TRI_CITY_INTL
48653 | MI_HOUGHTON_LAKE_ROSCOMMO
48655 | MI_SAGINAW_TRI_CITY_INTL
48656 | MI_HOUGHTON_LAKE_ROSCOMMO
48657 | MI_SAGINAW_TRI_CITY_INTL
48661 | MI_HOUGHTON_LAKE_ROSCOMMO
48662 | MI_SAGINAW_TRI_CITY_INTL
48703 | MI_OSCODA_WURTSMITH_AFB
48706 | MI_SAGINAW_TRI_CITY_INTL
48721 | MI_ALPENA_COUNTY_REGIONAL
48722 | MI_SAGINAW_TRI_CITY_INTL
48725 | MI_OSCODA_WURTSMITH_AFB
48726 | MI_SAGINAW_TRI_CITY_INTL
48727 | MI_FLINT_BISHOP_INTL_ARPT
48728 | MI_ALPENA_COUNTY_REGIONAL
48729 | MI_SAGINAW_TRI_CITY_INTL
48730 | MI_OSCODA_WURTSMITH_AFB
48732 | MI_SAGINAW_TRI_CITY_INTL
48737 | MI_OSCODA_WURTSMITH_AFB
48741 | MI_FLINT_BISHOP_INTL_ARPT
48742 | MI_OSCODA_WURTSMITH_AFB
48744 | MI_FLINT_BISHOP_INTL_ARPT
48745 | MI_OSCODA_WURTSMITH_AFB
48746 | MI_FLINT_BISHOP_INTL_ARPT
48747 | MI_SAGINAW_TRI_CITY_INTL
48748 | MI_OSCODA_WURTSMITH_AFB
48749 | MI_SAGINAW_TRI_CITY_INTL
48750 | MI_OSCODA_WURTSMITH_AFB
48754 | MI_SAGINAW_TRI_CITY_INTL
48755 | MI_OSCODA_WURTSMITH_AFB
48756 | MI_HOUGHTON_LAKE_ROSCOMMO
48757 | MI_SAGINAW_TRI_CITY_INTL
48760 | MI_FLINT_BISHOP_INTL_ARPT
48761 | MI_OSCODA_WURTSMITH_AFB
48767 | MI_SAGINAW_TRI_CITY_INTL
48768 | MI_FLINT_BISHOP_INTL_ARPT
48770 | MI_OSCODA_WURTSMITH_AFB
48787 | MI_SAGINAW_TRI_CITY_INTL
48805 | MI_LANSING_CAPITAL_CITY_A
48806 | MI_SAGINAW_TRI_CITY_INTL
48808 | MI_LANSING_CAPITAL_CITY_A
48809 | MI_GRAND_RAPIDS_KENT_COUN
48811 | MI_LANSING_CAPITAL_CITY_A
48812 | MI_GRAND_RAPIDS_KENT_COUN
48813 | MI_LANSING_CAPITAL_CITY_A
48815 | MI_GRAND_RAPIDS_KENT_COUN
48816 | MI_HOWELL
48817 | MI_FLINT_BISHOP_INTL_ARPT
48818 | MI_LANSING_CAPITAL_CITY_A
48819 | MI_HOWELL
48820 | MI_LANSING_CAPITAL_CITY_A
48827 | MI_JACKSON_REYNOLDS_FIELD
48829 | MI_GRAND_RAPIDS_KENT_COUN
48830 | MI_SAGINAW_TRI_CITY_INTL
48831 | MI_LANSING_CAPITAL_CITY_A
48832 | MI_SAGINAW_TRI_CITY_INTL
48833 | MI_LANSING_CAPITAL_CITY_A
48834 | MI_GRAND_RAPIDS_KENT_COUN
48835 | MI_LANSING_CAPITAL_CITY_A
48836 | MI_HOWELL
48837 | MI_LANSING_CAPITAL_CITY_A
48838 | MI_GRAND_RAPIDS_KENT_COUN
48840 | MI_LANSING_CAPITAL_CITY_A
48841 | MI_FLINT_BISHOP_INTL_ARPT
48842 | MI_LANSING_CAPITAL_CITY_A
48843 | MI_HOWELL
48845 | MI_LANSING_CAPITAL_CITY_A
48846 | MI_GRAND_RAPIDS_KENT_COUN
48847 | MI_SAGINAW_TRI_CITY_INTL
48848 | MI_LANSING_CAPITAL_CITY_A
48849 | MI_GRAND_RAPIDS_KENT_COUN
48851 | MI_LANSING_CAPITAL_CITY_A
48852 | MI_GRAND_RAPIDS_KENT_COUN
48853 | MI_LANSING_CAPITAL_CITY_A
48857 | MI_HOWELL
48858 | MI_SAGINAW_TRI_CITY_INTL
48860 | MI_LANSING_CAPITAL_CITY_A
48862 | MI_SAGINAW_TRI_CITY_INTL
48863 | MI_HOWELL
48864 | MI_LANSING_CAPITAL_CITY_A
48865 | MI_GRAND_RAPIDS_KENT_COUN
48866 | MI_LANSING_CAPITAL_CITY_A
48867 | MI_FLINT_BISHOP_INTL_ARPT
48870 | MI_LANSING_CAPITAL_CITY_A
48872 | MI_HOWELL
48873 | MI_LANSING_CAPITAL_CITY_A
48877 | MI_SAGINAW_TRI_CITY_INTL
48879 | MI_LANSING_CAPITAL_CITY_A
48880 | MI_SAGINAW_TRI_CITY_INTL
48881 | MI_GRAND_RAPIDS_KENT_COUN
48882 | MI_LANSING_CAPITAL_CITY_A
48883 | MI_SAGINAW_TRI_CITY_INTL
48884 | MI_GRAND_RAPIDS_KENT_COUN
48889 | MI_LANSING_CAPITAL_CITY_A
48891 | MI_GRAND_RAPIDS_KENT_COUN
48892 | MI_HOWELL
48893 | MI_SAGINAW_TRI_CITY_INTL
48894 | MI_LANSING_CAPITAL_CITY_A
48895 | MI_HOWELL
48896 | MI_SAGINAW_TRI_CITY_INTL
48897 | MI_GRAND_RAPIDS_KENT_COUN
48901 | MI_LANSING_CAPITAL_CITY_A
49001 | MI_KALAMAZOO_BATTLE_CR
49011 | MI_BATTLE_CREEK_KELLOGG_A
49013 | MI_BENTON_HARBOR_ROSS
49014 | MI_BATTLE_CREEK_KELLOGG_A
49019 | MI_KALAMAZOO_BATTLE_CR
49020 | MI_BATTLE_CREEK_KELLOGG_A
49022 | MI_BENTON_HARBOR_ROSS
49024 | MI_KALAMAZOO_BATTLE_CR
49026 | MI_BENTON_HARBOR_ROSS
49028 | MI_BATTLE_CREEK_KELLOGG_A
49030 | MI_KALAMAZOO_BATTLE_CR
49031 | IN_SOUTH_BEND_MICHIANA_RG
49032 | MI_KALAMAZOO_BATTLE_CR
49033 | MI_BATTLE_CREEK_KELLOGG_A
49038 | MI_BENTON_HARBOR_ROSS
49040 | MI_KALAMAZOO_BATTLE_CR
49043 | MI_BENTON_HARBOR_ROSS
49046 | MI_BATTLE_CREEK_KELLOGG_A
49047 | MI_BENTON_HARBOR_ROSS
49050 | MI_BATTLE_CREEK_KELLOGG_A
49052 | MI_KALAMAZOO_BATTLE_CR
49056 | MI_BENTON_HARBOR_ROSS
49058 | MI_GRAND_RAPIDS_KENT_COUN
49060 | MI_BATTLE_CREEK_KELLOGG_A
49061 | MI_KALAMAZOO_BATTLE_CR
49063 | MI_BENTON_HARBOR_ROSS
49065 | MI_KALAMAZOO_BATTLE_CR
49068 | MI_BATTLE_CREEK_KELLOGG_A
49070 | MI_KALAMAZOO_BATTLE_CR
49073 | MI_BATTLE_CREEK_KELLOGG_A
49074 | MI_KALAMAZOO_BATTLE_CR
49076 | MI_BATTLE_CREEK_KELLOGG_A
49077 | MI_KALAMAZOO_BATTLE_CR
49082 | MI_BATTLE_CREEK_KELLOGG_A
49084 | MI_BENTON_HARBOR_ROSS
49087 | MI_KALAMAZOO_BATTLE_CR
49089 | MI_BATTLE_CREEK_KELLOGG_A
49090 | MI_BENTON_HARBOR_ROSS
49091 | MI_KALAMAZOO_BATTLE_CR
49092 | MI_BATTLE_CREEK_KELLOGG_A
49093 | MI_KALAMAZOO_BATTLE_CR
49094 | MI_BATTLE_CREEK_KELLOGG_A
49095 | IN_SOUTH_BEND_MICHIANA_RG
49096 | MI_LANSING_CAPITAL_CITY_A
49097 | MI_KALAMAZOO_BATTLE_CR
49098 | MI_BENTON_HARBOR_ROSS
49099 | MI_KALAMAZOO_BATTLE_CR
49101 | MI_BENTON_HARBOR_ROSS
49107 | IN_SOUTH_BEND_MICHIANA_RG
49111 | MI_BENTON_HARBOR_ROSS
49112 | IN_SOUTH_BEND_MICHIANA_RG
49126 | MI_BENTON_HARBOR_ROSS
49128 | IN_SOUTH_BEND_MICHIANA_RG
49201 | MI_JACKSON_REYNOLDS_FIELD
49221 | OH_TOLEDO_EXPRESS_AIRPORT
49224 | MI_JACKSON_REYNOLDS_FIELD
49228 | OH_TOLEDO_EXPRESS_AIRPORT
49229 | MI_ANN_ARBOR_MUNICIPAL
49230 | MI_JACKSON_REYNOLDS_FIELD
49235 | OH_TOLEDO_EXPRESS_AIRPORT
49236 | MI_ANN_ARBOR_MUNICIPAL
49237 | MI_JACKSON_REYNOLDS_FIELD
49238 | OH_TOLEDO_EXPRESS_AIRPORT
49239 | MI_JACKSON_REYNOLDS_FIELD
49247 | OH_TOLEDO_EXPRESS_AIRPORT
49249 | MI_JACKSON_REYNOLDS_FIELD
49255 | MI_BATTLE_CREEK_KELLOGG_A
49256 | OH_TOLEDO_EXPRESS_AIRPORT
49257 | MI_JACKSON_REYNOLDS_FIELD
49267 | OH_TOLEDO_EXPRESS_AIRPORT
49269 | MI_JACKSON_REYNOLDS_FIELD
49270 | OH_TOLEDO_EXPRESS_AIRPORT
49271 | MI_JACKSON_REYNOLDS_FIELD
49275 | MI_ANN_ARBOR_MUNICIPAL
49276 | OH_TOLEDO_EXPRESS_AIRPORT
49277 | MI_JACKSON_REYNOLDS_FIELD
49279 | OH_TOLEDO_EXPRESS_AIRPORT
49281 | MI_JACKSON_REYNOLDS_FIELD
49285 | MI_HOWELL
49286 | MI_ANN_ARBOR_MUNICIPAL
49288 | OH_TOLEDO_EXPRESS_AIRPORT
49301 | MI_GRAND_RAPIDS_KENT_COUN
49303 | MI_MUSKEGON_COUNTY_ARPT
49304 | MI_CADILLAC_WEXFORD_CO_AP
49306 | MI_GRAND_RAPIDS_KENT_COUN
49307 | MI_CADILLAC_WEXFORD_CO_AP
49309 | MI_MUSKEGON_COUNTY_ARPT
49310 | MI_SAGINAW_TRI_CITY_INTL
49311 | MI_GRAND_RAPIDS_KENT_COUN
49312 | MI_MUSKEGON_COUNTY_ARPT
49314 | MI_GRAND_RAPIDS_KENT_COUN
49318 | MI_MUSKEGON_COUNTY_ARPT
49319 | MI_GRAND_RAPIDS_KENT_COUN
49320 | MI_CADILLAC_WEXFORD_CO_AP
49321 | MI_GRAND_RAPIDS_KENT_COUN
49327 | MI_MUSKEGON_COUNTY_ARPT
49328 | MI_GRAND_RAPIDS_KENT_COUN
49332 | MI_CADILLAC_WEXFORD_CO_AP
49333 | MI_GRAND_RAPIDS_KENT_COUN
49337 | MI_MUSKEGON_COUNTY_ARPT
49338 | MI_CADILLAC_WEXFORD_CO_AP
49339 | MI_GRAND_RAPIDS_KENT_COUN
49340 | MI_CADILLAC_WEXFORD_CO_AP
49341 | MI_GRAND_RAPIDS_KENT_COUN
49342 | MI_CADILLAC_WEXFORD_CO_AP
49343 | MI_GRAND_RAPIDS_KENT_COUN
49349 | MI_MUSKEGON_COUNTY_ARPT
49351 | MI_GRAND_RAPIDS_KENT_COUN
49401 | MI_MUSKEGON_COUNTY_ARPT
49402 | MI_MANISTEE_AWOS
49403 | MI_MUSKEGON_COUNTY_ARPT
49405 | MI_MANISTEE_AWOS
49406 | MI_MUSKEGON_COUNTY_ARPT
49408 | MI_GRAND_RAPIDS_KENT_COUN
49409 | MI_MUSKEGON_COUNTY_ARPT
49410 | MI_MANISTEE_AWOS
49412 | MI_MUSKEGON_COUNTY_ARPT
49416 | MI_BENTON_HARBOR_ROSS
49417 | MI_MUSKEGON_COUNTY_ARPT
49418 | MI_GRAND_RAPIDS_KENT_COUN
49420 | MI_MUSKEGON_COUNTY_ARPT
49426 | MI_GRAND_RAPIDS_KENT_COUN
49430 | MI_MUSKEGON_COUNTY_ARPT
49431 | MI_MANISTEE_AWOS
49434 | MI_MUSKEGON_COUNTY_ARPT
49449 | MI_MANISTEE_AWOS
49450 | MI_KALAMAZOO_BATTLE_CR
49451 | MI_MUSKEGON_COUNTY_ARPT
49453 | MI_GRAND_RAPIDS_KENT_COUN
49454 | MI_MANISTEE_AWOS
49455 | MI_MUSKEGON_COUNTY_ARPT
49458 | MI_MANISTEE_AWOS
49460 | MI_MUSKEGON_COUNTY_ARPT
49468 | MI_GRAND_RAPIDS_KENT_COUN
49601 | MI_CADILLAC_WEXFORD_CO_AP
49610 | MI_TRAVERSE_CITY_CHERRY_C
49613 | MI_MANISTEE_AWOS
49615 | MI_TRAVERSE_CITY_CHERRY_C
49616 | MI_MANISTEE_AWOS
49617 | MI_TRAVERSE_CITY_CHERRY_C
49618 | MI_CADILLAC_WEXFORD_CO_AP
49619 | MI_MANISTEE_AWOS
49620 | MI_TRAVERSE_CITY_CHERRY_C
49623 | MI_CADILLAC_WEXFORD_CO_AP
49625 | MI_MANISTEE_AWOS
49627 | MI_TRAVERSE_CITY_CHERRY_C
49628 | MI_MANISTEE_AWOS
49629 | MI_TRAVERSE_CITY_CHERRY_C
49631 | MI_CADILLAC_WEXFORD_CO_AP
49633 | MI_TRAVERSE_CITY_CHERRY_C
49634 | MI_MANISTEE_AWOS
49636 | MI_TRAVERSE_CITY_CHERRY_C
49638 | MI_CADILLAC_WEXFORD_CO_AP
49640 | MI_TRAVERSE_CITY_CHERRY_C
49642 | MI_CADILLAC_WEXFORD_CO_AP
49643 | MI_TRAVERSE_CITY_CHERRY_C
49644 | MI_MANISTEE_AWOS
49646 | MI_TRAVERSE_CITY_CHERRY_C
49651 | MI_CADILLAC_WEXFORD_CO_AP
49653 | MI_TRAVERSE_CITY_CHERRY_C
49655 | MI_CADILLAC_WEXFORD_CO_AP
49659 | MI_TRAVERSE_CITY_CHERRY_C
49660 | MI_MANISTEE_AWOS
49663 | MI_CADILLAC_WEXFORD_CO_AP
49664 | MI_TRAVERSE_CITY_CHERRY_C
49665 | MI_CADILLAC_WEXFORD_CO_AP
49666 | MI_TRAVERSE_CITY_CHERRY_C
49667 | MI_HOUGHTON_LAKE_ROSCOMMO
49668 | MI_CADILLAC_WEXFORD_CO_AP
49670 | MI_TRAVERSE_CITY_CHERRY_C
49675 | MI_MANISTEE_AWOS
49676 | MI_TRAVERSE_CITY_CHERRY_C
49677 | MI_CADILLAC_WEXFORD_CO_AP
49680 | MI_TRAVERSE_CITY_CHERRY_C
49688 | MI_CADILLAC_WEXFORD_CO_AP
49689 | MI_MANISTEE_AWOS
49690 | MI_TRAVERSE_CITY_CHERRY_C
49701 | MI_PELLSTON_EMMET_COUNTY
49707 | MI_ALPENA_COUNTY_REGIONAL
49710 | MI_CHIPPEWA_CO_INTL
49711 | MI_PELLSTON_EMMET_COUNTY
49715 | MI_SAULT_STE_MARIE_SANDER
49716 | MI_PELLSTON_EMMET_COUNTY
49719 | MI_CHIPPEWA_CO_INTL
49720 | MI_PELLSTON_EMMET_COUNTY
49724 | MI_CHIPPEWA_CO_INTL
49727 | MI_PELLSTON_EMMET_COUNTY
49728 | MI_CHIPPEWA_CO_INTL
49729 | MI_TRAVERSE_CITY_CHERRY_C
49730 | MI_PELLSTON_EMMET_COUNTY
49733 | MI_HOUGHTON_LAKE_ROSCOMMO
49734 | MI_PELLSTON_EMMET_COUNTY
49736 | MI_CHIPPEWA_CO_INTL
49737 | MI_PELLSTON_EMMET_COUNTY
49738 | MI_HOUGHTON_LAKE_ROSCOMMO
49740 | MI_PELLSTON_EMMET_COUNTY
49743 | MI_ALPENA_COUNTY_REGIONAL
49745 | MI_CHIPPEWA_CO_INTL
49746 | MI_ALPENA_COUNTY_REGIONAL
49748 | MI_CHIPPEWA_CO_INTL
49749 | MI_PELLSTON_EMMET_COUNTY
49751 | MI_HOUGHTON_LAKE_ROSCOMMO
49752 | MI_CHIPPEWA_CO_INTL
49753 | MI_ALPENA_COUNTY_REGIONAL
49755 | MI_PELLSTON_EMMET_COUNTY
49756 | MI_ALPENA_COUNTY_REGIONAL
49757 | MI_PELLSTON_EMMET_COUNTY
49759 | MI_ALPENA_COUNTY_REGIONAL
49760 | MI_CHIPPEWA_CO_INTL
49761 | MI_PELLSTON_EMMET_COUNTY
49762 | MI_CHIPPEWA_CO_INTL
49764 | MI_PELLSTON_EMMET_COUNTY
49766 | MI_ALPENA_COUNTY_REGIONAL
49768 | MI_SAULT_STE_MARIE_SANDER
49769 | MI_PELLSTON_EMMET_COUNTY
49774 | MI_CHIPPEWA_CO_INTL
49775 | MI_PELLSTON_EMMET_COUNTY
49776 | MI_ALPENA_COUNTY_REGIONAL
49778 | MI_SAULT_STE_MARIE_SANDER
49779 | MI_ALPENA_COUNTY_REGIONAL
49780 | MI_CHIPPEWA_CO_INTL
49781 | MI_PELLSTON_EMMET_COUNTY
49782 | MI_SAULT_STE_MARIE_SANDER
49784 | MI_CHIPPEWA_CO_INTL
49788 | MI_SAULT_STE_MARIE_SANDER
49790 | MI_CHIPPEWA_CO_INTL
49791 | MI_PELLSTON_EMMET_COUNTY
49793 | MI_CHIPPEWA_CO_INTL
49795 | MI_PELLSTON_EMMET_COUNTY
49797 | MI_HOUGHTON_LAKE_ROSCOMMO
49799 | MI_PELLSTON_EMMET_COUNTY
49801 | MI_IRON_MOUNTAIN_FORD
49805 | MI_HANCOCK_HOUGHTON_CO_AP
49806 | MI_ESCANABA_AWOS
49808 | MI_HANCOCK_HOUGHTON_CO_AP
49812 | MI_ESCANABA_AWOS
49813 | WI_ANTIGO_LANGAWOS
49814 | MI_IRON_MOUNTAIN_FORD
49816 | MI_ESCANABA_AWOS
49820 | MI_CHIPPEWA_CO_INTL
49821 | MI_MENOMINEE_AWOS
49822 | MI_ESCANABA_AWOS
49827 | MI_CHIPPEWA_CO_INTL
49829 | MI_ESCANABA_AWOS
49831 | MI_IRON_MOUNTAIN_FORD
49833 | MI_ESCANABA_AWOS
49834 | MI_IRON_MOUNTAIN_FORD
49835 | MI_ESCANABA_AWOS
49838 | MI_PELLSTON_EMMET_COUNTY
49839 | MI_CHIPPEWA_CO_INTL
49840 | MI_ESCANABA_AWOS
49847 | MI_IRON_MOUNTAIN_FORD
49848 | MI_MENOMINEE_AWOS
49849 | MI_IRON_MOUNTAIN_FORD
49853 | MI_CHIPPEWA_CO_INTL
49854 | MI_ESCANABA_AWOS
49858 | MI_MENOMINEE_AWOS
49861 | MI_HANCOCK_HOUGHTON_CO_AP
49862 | MI_ESCANABA_AWOS
49865 | MI_IRON_MOUNTAIN_FORD
49868 | MI_CHIPPEWA_CO_INTL
49869 | MI_IRON_MOUNTAIN_FORD
49872 | MI_ESCANABA_AWOS
49876 | MI_IRON_MOUNTAIN_FORD
49878 | MI_ESCANABA_AWOS
49879 | MI_IRON_MOUNTAIN_FORD
49880 | MI_ESCANABA_AWOS
49881 | MI_IRON_MOUNTAIN_FORD
49883 | MI_ESCANABA_AWOS
49887 | MI_MENOMINEE_AWOS
49891 | MI_ESCANABA_AWOS
49892 | MI_IRON_MOUNTAIN_FORD
49893 | MI_MENOMINEE_AWOS
49894 | MI_ESCANABA_AWOS
49901 | MI_HANCOCK_HOUGHTON_CO_AP
49902 | MI_IRON_MOUNTAIN_FORD
49905 | MI_HANCOCK_HOUGHTON_CO_AP
49910 | MI_IRONWOOD_AWOS
49913 | MI_HANCOCK_HOUGHTON_CO_AP
49915 | MI_IRON_MOUNTAIN_FORD
49916 | MI_HANCOCK_HOUGHTON_CO_AP
49920 | MI_IRON_MOUNTAIN_FORD
49921 | MI_HANCOCK_HOUGHTON_CO_AP
49925 | MI_IRONWOOD_AWOS
49927 | MI_IRON_MOUNTAIN_FORD
49929 | MI_HANCOCK_HOUGHTON_CO_AP
49935 | MI_IRON_MOUNTAIN_FORD
49938 | MI_IRONWOOD_AWOS
49942 | MI_HANCOCK_HOUGHTON_CO_AP
49947 | MI_IRONWOOD_AWOS
49948 | MI_HANCOCK_HOUGHTON_CO_AP
49953 | MI_IRONWOOD_AWOS
49955 | MI_HANCOCK_HOUGHTON_CO_AP
49959 | MI_IRONWOOD_AWOS
49960 | MI_HANCOCK_HOUGHTON_CO_AP
49964 | MI_IRON_MOUNTAIN_FORD
49965 | MI_HANCOCK_HOUGHTON_CO_AP
49967 | WI_MINOCQUA_WOODRUFF
49968 | MI_IRONWOOD_AWOS
49969 | WI_MINOCQUA_WOODRUFF
49970 | MI_HANCOCK_HOUGHTON_CO_AP
49971 | MI_IRONWOOD_AWOS
50001 | IA_KNOXVILLE
50002 | IA_ATLANTIC
50003 | IA_DES_MOINES_INTL_AP
50005 | IA_NEWTON_MUNI
50006 | IA_WEBSTER_CITY
50007 | IA_DES_MOINES_INTL_AP
50008 | IA_CHARITON
50009 | IA_DES_MOINES_INTL_AP
50010 | IA_BOONE_MUNI
50015 | IA_DES_MOINES_INTL_AP
50020 | IA_ATLANTIC
50021 | IA_DES_MOINES_INTL_AP
50022 | IA_ATLANTIC
50026 | IA_BOONE_MUNI
50027 | IA_NEWTON_MUNI
50029 | IA_CARROLL
50031 | IA_BOONE_MUNI
50032 | IA_DES_MOINES_INTL_AP
50034 | IA_WEBSTER_CITY
50035 | IA_DES_MOINES_INTL_AP
50036 | IA_BOONE_MUNI
50038 | IA_DES_MOINES_INTL_AP
50039 | IA_BOONE_MUNI
50041 | IA_WEBSTER_CITY
50042 | IA_ATLANTIC
50043 | IA_WEBSTER_CITY
50044 | IA_KNOXVILLE
50046 | IA_BOONE_MUNI
50047 | IA_DES_MOINES_INTL_AP
50048 | IA_ATLANTIC
50049 | IA_CHARITON
50050 | IA_CARROLL
50051 | IA_NEWTON_MUNI
50052 | IA_CHARITON
50054 | IA_NEWTON_MUNI
50056 | IA_BOONE_MUNI
50057 | IA_KNOXVILLE
50058 | IA_CARROLL
50060 | IA_CHARITON
50061 | IA_DES_MOINES_INTL_AP
50062 | IA_KNOXVILLE
50063 | IA_DES_MOINES_INTL_AP
50064 | IA_BOONE_MUNI
50065 | IA_CHARITON
50066 | IA_BOONE_MUNI
50067 | IA_CHARITON
50069 | IA_DES_MOINES_INTL_AP
50071 | IA_WEBSTER_CITY
50072 | IA_DES_MOINES_INTL_AP
50074 | IA_CRESTON
50075 | IA_WEBSTER_CITY
50076 | IA_ATLANTIC
50078 | IA_NEWTON_MUNI
50101 | IA_WEBSTER_CITY
50102 | IA_BOONE_MUNI
50103 | IA_CHARITON
50104 | IA_OTTUMWA_INDUSTRIAL_AP
50105 | IA_BOONE_MUNI
50106 | IA_NEWTON_MUNI
50107 | IA_BOONE_MUNI
50108 | IA_CRESTON
50109 | IA_DES_MOINES_INTL_AP
50110 | IA_CARROLL
50111 | IA_DES_MOINES_INTL_AP
50112 | IA_NEWTON_MUNI
50115 | IA_CARROLL
50116 | IA_KNOXVILLE
50117 | IA_ATLANTIC
50118 | IA_DES_MOINES_INTL_AP
50119 | IA_KNOXVILLE
50120 | IA_NEWTON_MUNI
50122 | IA_WEBSTER_CITY
50123 | IA_CHARITON
50124 | IA_BOONE_MUNI
50125 | IA_DES_MOINES_INTL_AP
50126 | IA_WEBSTER_CITY
50127 | IA_NEWTON_MUNI
50128 | IA_BOONE_MUNI
50129 | IA_CARROLL
50130 | IA_WEBSTER_CITY
50131 | IA_DES_MOINES_INTL_AP
50132 | IA_WEBSTER_CITY
50133 | IA_CRESTON
50134 | IA_BOONE_MUNI
50135 | IA_NEWTON_MUNI
50136 | IA_OTTUMWA_INDUSTRIAL_AP
50137 | IA_NEWTON_MUNI
50138 | IA_KNOXVILLE
50139 | IA_CHARITON
50140 | IA_CRESTON
50141 | IA_NEWTON_MUNI
50143 | IA_OTTUMWA_INDUSTRIAL_AP
50144 | IA_CHARITON
50146 | IA_DES_MOINES_INTL_AP
50147 | IA_CHARITON
50148 | IA_NEWTON_MUNI
50149 | IA_CRESTON
50150 | IA_CHARITON
50152 | IA_BOONE_MUNI
50153 | IA_NEWTON_MUNI
50154 | IA_BOONE_MUNI
50155 | IA_CRESTON
50156 | IA_BOONE_MUNI
50157 | IA_NEWTON_MUNI
50160 | IA_DES_MOINES_INTL_AP
50161 | IA_NEWTON_MUNI
50163 | IA_KNOXVILLE
50164 | IA_ATLANTIC
50165 | IA_CHARITON
50166 | IA_DES_MOINES_INTL_AP
50167 | IA_BOONE_MUNI
50168 | IA_NEWTON_MUNI
50174 | IA_CRESTON
50177 | IA_NEWTON_MUNI
50197 | IA_KNOXVILLE
50201 | IA_BOONE_MUNI
50206 | IA_WEBSTER_CITY
50207 | IA_OTTUMWA_INDUSTRIAL_AP
50208 | IA_NEWTON_MUNI
50210 | IA_CHARITON
50211 | IA_DES_MOINES_INTL_AP
50212 | IA_BOONE_MUNI
50213 | IA_CHARITON
50214 | IA_KNOXVILLE
50216 | IA_CARROLL
50217 | IA_BOONE_MUNI
50218 | IA_DES_MOINES_INTL_AP
50219 | IA_KNOXVILLE
50220 | IA_BOONE_MUNI
50222 | IA_DES_MOINES_INTL_AP
50223 | IA_BOONE_MUNI
50225 | IA_KNOXVILLE
50226 | IA_DES_MOINES_INTL_AP
50227 | IA_WEBSTER_CITY
50228 | IA_NEWTON_MUNI
50229 | IA_DES_MOINES_INTL_AP
50230 | IA_WEBSTER_CITY
50231 | IA_BOONE_MUNI
50232 | IA_NEWTON_MUNI
50233 | IA_DES_MOINES_INTL_AP
50234 | IA_NEWTON_MUNI
50235 | IA_BOONE_MUNI
50237 | IA_DES_MOINES_INTL_AP
50238 | IA_CHARITON
50239 | IA_NEWTON_MUNI
50240 | IA_DES_MOINES_INTL_AP
50242 | IA_NEWTON_MUNI
50243 | IA_BOONE_MUNI
50246 | IA_WEBSTER_CITY
50247 | IA_NEWTON_MUNI
50248 | IA_BOONE_MUNI
50249 | IA_WEBSTER_CITY
50250 | IA_CRESTON
50251 | IA_NEWTON_MUNI
50252 | IA_KNOXVILLE
50254 | IA_CRESTON
50255 | IA_OTTUMWA_INDUSTRIAL_AP
50256 | IA_KNOXVILLE
50257 | IA_DES_MOINES_INTL_AP
50258 | IA_NEWTON_MUNI
50259 | IA_WATERLOO_MUNICIPAL_AP
50261 | IA_DES_MOINES_INTL_AP
50262 | IA_CHARITON
50263 | IA_DES_MOINES_INTL_AP
50264 | IA_CHARITON
50265 | IA_DES_MOINES_INTL_AP
50268 | IA_OTTUMWA_INDUSTRIAL_AP
50269 | IA_WATERLOO_MUNICIPAL_AP
50271 | IA_WEBSTER_CITY
50272 | IA_CHARITON
50273 | IA_DES_MOINES_INTL_AP
50274 | IA_ATLANTIC
50275 | IA_CHARITON
50276 | IA_BOONE_MUNI
50277 | IA_CARROLL
50278 | IA_BOONE_MUNI
50301 | IA_DES_MOINES_INTL_AP
50401 | IA_MASON_CITY_MUNICIPAL_A
50423 | IA_ALGONA
50426 | MN_AUSTIN_MUNI
50427 | IA_MASON_CITY_MUNICIPAL_A
50430 | IA_ALGONA
50431 | IA_MASON_CITY_MUNICIPAL_A
50435 | IA_CHARLES_CITY
50436 | IA_MASON_CITY_MUNICIPAL_A
50447 | IA_ALGONA
50448 | IA_MASON_CITY_MUNICIPAL_A
50450 | MN_ALBERT_LEA_AWOS
50451 | IA_ALGONA
50452 | IA_MASON_CITY_MUNICIPAL_A
50454 | MN_AUSTIN_MUNI
50456 | IA_MASON_CITY_MUNICIPAL_A
50459 | MN_ALBERT_LEA_AWOS
50460 | IA_CHARLES_CITY
50464 | IA_MASON_CITY_MUNICIPAL_A
50465 | MN_FAIRMONT_MUNIAWOS
50466 | IA_CHARLES_CITY
50467 | IA_MASON_CITY_MUNICIPAL_A
50468 | IA_CHARLES_CITY
50469 | IA_MASON_CITY_MUNICIPAL_A
50470 | IA_WEBSTER_CITY
50471 | IA_CHARLES_CITY
50472 | MN_AUSTIN_MUNI
50473 | MN_ALBERT_LEA_AWOS
50475 | IA_MASON_CITY_MUNICIPAL_A
50476 | IA_CHARLES_CITY
50477 | IA_MASON_CITY_MUNICIPAL_A
50480 | IA_ALGONA
50481 | MN_AUSTIN_MUNI
50482 | IA_MASON_CITY_MUNICIPAL_A
50483 | IA_ALGONA
50501 | IA_FORT_DODGE_AWOS
50510 | IA_STORM_LAKE
50511 | IA_ALGONA
50514 | IA_ESTHERVILLE_MUNI
50515 | IA_SPENCER
50516 | IA_FORT_DODGE_AWOS
50517 | IA_ALGONA
50518 | IA_FORT_DODGE_AWOS
50519 | IA_ALGONA
50521 | IA_WEBSTER_CITY
50522 | IA_ALGONA
50523 | IA_FORT_DODGE_AWOS
50525 | IA_WEBSTER_CITY
50527 | IA_SPENCER
50528 | IA_ALGONA
50529 | IA_FORT_DODGE_AWOS
50530 | IA_WEBSTER_CITY
50531 | IA_ESTHERVILLE_MUNI
50532 | IA_WEBSTER_CITY
50533 | IA_FORT_DODGE_AWOS
50535 | IA_STORM_LAKE
50536 | IA_ESTHERVILLE_MUNI
50538 | IA_FORT_DODGE_AWOS
50539 | IA_ALGONA
50540 | IA_STORM_LAKE
50541 | IA_FORT_DODGE_AWOS
50542 | IA_WEBSTER_CITY
50543 | IA_FORT_DODGE_AWOS
50544 | IA_WEBSTER_CITY
50545 | IA_FORT_DODGE_AWOS
50546 | IA_ALGONA
50548 | IA_FORT_DODGE_AWOS
50554 | IA_STORM_LAKE
50556 | MN_FAIRMONT_MUNIAWOS
50557 | IA_WEBSTER_CITY
50558 | IA_ALGONA
50561 | IA_STORM_LAKE
50562 | IA_ALGONA
50563 | IA_FORT_DODGE_AWOS
50565 | IA_STORM_LAKE
50566 | IA_FORT_DODGE_AWOS
50567 | IA_STORM_LAKE
50569 | IA_FORT_DODGE_AWOS
50570 | IA_ALGONA
50571 | IA_FORT_DODGE_AWOS
50573 | IA_ALGONA
50574 | IA_FORT_DODGE_AWOS
50576 | IA_STORM_LAKE
50577 | IA_FORT_DODGE_AWOS
50578 | IA_ESTHERVILLE_MUNI
50579 | IA_FORT_DODGE_AWOS
50581 | IA_ALGONA
50582 | IA_FORT_DODGE_AWOS
50583 | IA_STORM_LAKE
50585 | IA_SPENCER
50586 | IA_FORT_DODGE_AWOS
50588 | IA_STORM_LAKE
50590 | MN_FAIRMONT_MUNIAWOS
50591 | IA_FORT_DODGE_AWOS
50592 | IA_STORM_LAKE
50594 | IA_FORT_DODGE_AWOS
50595 | IA_WEBSTER_CITY
50597 | IA_ALGONA
50599 | IA_WEBSTER_CITY
50601 | IA_WATERLOO_MUNICIPAL_AP
50602 | IA_CHARLES_CITY
50604 | IA_WATERLOO_MUNICIPAL_AP
50605 | IA_CHARLES_CITY
50606 | IA_OELWEN
50608 | IA_WATERLOO_MUNICIPAL_AP
50611 | IA_CHARLES_CITY
50612 | IA_WATERLOO_MUNICIPAL_AP
50616 | IA_CHARLES_CITY
50619 | IA_WATERLOO_MUNICIPAL_AP
50620 | IA_CHARLES_CITY
50621 | IA_WATERLOO_MUNICIPAL_AP
50625 | IA_CHARLES_CITY
50626 | IA_OELWEN
50627 | IA_WATERLOO_MUNICIPAL_AP
50628 | IA_CHARLES_CITY
50629 | IA_OELWEN
50630 | IA_CHARLES_CITY
50632 | IA_NEWTON_MUNI
50633 | IA_MASON_CITY_MUNICIPAL_A
50634 | IA_WATERLOO_MUNICIPAL_AP
50636 | IA_CHARLES_CITY
50638 | IA_WATERLOO_MUNICIPAL_AP
50641 | IA_OELWEN
50642 | IA_WATERLOO_MUNICIPAL_AP
50644 | IA_OELWEN
50645 | IA_CHARLES_CITY
50647 | IA_WATERLOO_MUNICIPAL_AP
50648 | IA_OELWEN
50649 | IA_WATERLOO_MUNICIPAL_AP
50650 | IA_OELWEN
50651 | IA_WATERLOO_MUNICIPAL_AP
50653 | IA_CHARLES_CITY
50654 | IA_OELWEN
50657 | IA_WATERLOO_MUNICIPAL_AP
50658 | IA_CHARLES_CITY
50660 | IA_WATERLOO_MUNICIPAL_AP
50661 | IA_CHARLES_CITY
50662 | IA_OELWEN
50665 | IA_WATERLOO_MUNICIPAL_AP
50666 | IA_CHARLES_CITY
50667 | IA_WATERLOO_MUNICIPAL_AP
50668 | IA_OELWEN
50669 | IA_WATERLOO_MUNICIPAL_AP
50671 | IA_OELWEN
50672 | IA_WEBSTER_CITY
50673 | IA_WATERLOO_MUNICIPAL_AP
50674 | IA_OELWEN
50675 | IA_WATERLOO_MUNICIPAL_AP
50676 | IA_OELWEN
50677 | IA_WATERLOO_MUNICIPAL_AP
50681 | IA_OELWEN
50701 | IA_WATERLOO_MUNICIPAL_AP
50801 | IA_CRESTON
50833 | IA_CLARINDA
50835 | IA_CRESTON
50836 | IA_CLARINDA
50837 | IA_ATLANTIC
50839 | IA_RED_OAK
50840 | IA_CRESTON
50843 | IA_ATLANTIC
50845 | IA_CRESTON
50847 | IA_RED_OAK
50848 | IA_CLARINDA
50849 | IA_CRESTON
50853 | IA_ATLANTIC
50854 | IA_CRESTON
50857 | IA_CLARINDA
50858 | IA_CRESTON
50864 | IA_RED_OAK
50936 | IA_DES_MOINES_INTL_AP
51001 | IA_LE_MARS
51002 | IA_STORM_LAKE
51003 | IA_ORANGE_CITY
51004 | IA_SIOUX_CITY_SIOUX_GATEW
51005 | IA_STORM_LAKE
51006 | IA_DENISON
51007 | IA_SIOUX_CITY_SIOUX_GATEW
51008 | IA_LE_MARS
51009 | IA_SHELDON
51010 | NE_TEKAMAH_ASOS
51011 | IA_LE_MARS
51012 | IA_STORM_LAKE
51014 | IA_ORANGE_CITY
51015 | IA_SIOUX_CITY_SIOUX_GATEW
51017 | IA_LE_MARS
51018 | IA_STORM_LAKE
51019 | IA_DENISON
51020 | IA_STORM_LAKE
51022 | IA_ORANGE_CITY
51023 | IA_LE_MARS
51025 | IA_STORM_LAKE
51026 | IA_SIOUX_CITY_SIOUX_GATEW
51027 | IA_ORANGE_CITY
51028 | IA_LE_MARS
51029 | IA_STORM_LAKE
51030 | IA_SIOUX_CITY_SIOUX_GATEW
51031 | IA_LE_MARS
51033 | IA_SPENCER
51034 | IA_DENISON
51035 | IA_ORANGE_CITY
51037 | IA_STORM_LAKE
51038 | IA_LE_MARS
51039 | IA_SIOUX_CITY_SIOUX_GATEW
51040 | NE_TEKAMAH_ASOS
51041 | IA_ORANGE_CITY
51044 | IA_SIOUX_CITY_SIOUX_GATEW
51045 | IA_LE_MARS
51046 | IA_ORANGE_CITY
51047 | IA_SPENCER
51048 | IA_SIOUX_CITY_SIOUX_GATEW
51049 | IA_STORM_LAKE
51050 | IA_LE_MARS
51051 | IA_SIOUX_CITY_SIOUX_GATEW
51053 | IA_STORM_LAKE
51054 | IA_SIOUX_CITY_SIOUX_GATEW
51057 | IA_LE_MARS
51058 | IA_SPENCER
51059 | NE_TEKAMAH_ASOS
51060 | IA_DENISON
51061 | IA_STORM_LAKE
51062 | IA_LE_MARS
51063 | IA_SIOUX_CITY_SIOUX_GATEW
51201 | IA_SHELDON
51238 | IA_ORANGE_CITY
51240 | SD_SIOUX_FALLS_FOSS_FIELD
51243 | IA_SHELDON
51247 | IA_ORANGE_CITY
51248 | IA_SHELDON
51250 | IA_ORANGE_CITY
51301 | IA_SPENCER
51330 | MN_WORTHINGTON_AWOS
51331 | IA_SPENCER
51334 | IA_ESTHERVILLE_MUNI
51338 | IA_SPENCER
51342 | IA_ESTHERVILLE_MUNI
51343 | IA_SPENCER
51344 | IA_ESTHERVILLE_MUNI
51345 | MN_WORTHINGTON_AWOS
51346 | IA_SPENCER
51347 | MN_WORTHINGTON_AWOS
51349 | IA_SHELDON
51351 | IA_SPENCER
51354 | MN_WORTHINGTON_AWOS
51355 | IA_SPENCER
51363 | IA_ESTHERVILLE_MUNI
51366 | IA_SPENCER
51401 | IA_CARROLL
51431 | IA_STORM_LAKE
51432 | IA_DENISON
51433 | IA_CARROLL
51439 | IA_DENISON
51440 | IA_CARROLL
51441 | IA_DENISON
51443 | IA_CARROLL
51445 | IA_STORM_LAKE
51446 | IA_DENISON
51449 | IA_CARROLL
51450 | IA_STORM_LAKE
51451 | IA_CARROLL
51454 | IA_DENISON
51455 | IA_CARROLL
51458 | IA_STORM_LAKE
51459 | IA_CARROLL
51460 | IA_DENISON
51462 | IA_CARROLL
51465 | IA_DENISON
51466 | IA_CARROLL
51467 | IA_DENISON
51501 | NE_OMAHA_EPPLEY_AIRFIELD
51503 | IA_COUNCIL_BLUFFS
51510 | NE_OMAHA_EPPLEY_AIRFIELD
51520 | IA_DENISON
51521 | IA_ATLANTIC
51523 | NE_TEKAMAH_ASOS
51525 | IA_RED_OAK
51526 | NE_OMAHA_EPPLEY_AIRFIELD
51527 | IA_DENISON
51531 | IA_ATLANTIC
51532 | IA_RED_OAK
51534 | NE_BELLEVUE_OFFUTT_AFB
51535 | IA_ATLANTIC
51537 | IA_DENISON
51540 | IA_RED_OAK
51542 | NE_OMAHA_EPPLEY_AIRFIELD
51543 | IA_ATLANTIC
51545 | NE_TEKAMAH_ASOS
51548 | IA_COUNCIL_BLUFFS
51549 | IA_RED_OAK
51550 | NE_TEKAMAH_ASOS
51551 | IA_RED_OAK
51552 | IA_ATLANTIC
51553 | IA_COUNCIL_BLUFFS
51555 | NE_OMAHA_WSFO
51556 | NE_TEKAMAH_ASOS
51559 | IA_COUNCIL_BLUFFS
51560 | IA_ATLANTIC
51561 | NE_BELLEVUE_OFFUTT_AFB
51562 | IA_DENISON
51563 | IA_COUNCIL_BLUFFS
51564 | NE_TEKAMAH_ASOS
51565 | IA_DENISON
51566 | IA_RED_OAK
51570 | IA_ATLANTIC
51571 | IA_COUNCIL_BLUFFS
51572 | NE_TEKAMAH_ASOS
51573 | IA_RED_OAK
51574 | IA_ATLANTIC
51575 | IA_COUNCIL_BLUFFS
51577 | IA_ATLANTIC
51578 | IA_DENISON
51579 | NE_TEKAMAH_ASOS
51591 | IA_RED_OAK
51593 | IA_COUNCIL_BLUFFS
51601 | IA_SHENANDOAH_MUNI
51630 | IA_CLARINDA
51638 | IA_SHENANDOAH_MUNI
51646 | IA_CLARINDA
51647 | IA_SHENANDOAH_MUNI
51651 | IA_CLARINDA
51652 | IA_SHENANDOAH_MUNI
51656 | IA_CLARINDA
52001 | IA_DUBUQUE_REGIONAL_AP
52033 | IA_MONTICELLO_MUNI
52037 | IA_CLINTON_MUNI_AWOS
52038 | IA_OELWEN
52039 | IA_DUBUQUE_REGIONAL_AP
52040 | IA_MONTICELLO_MUNI
52042 | IA_OELWEN
52043 | IA_DECORAH
52044 | IA_OELWEN
52045 | IA_DUBUQUE_REGIONAL_AP
52047 | IA_DECORAH
52048 | IA_MONTICELLO_MUNI
52049 | IA_DECORAH
52050 | IA_MONTICELLO_MUNI
52052 | IA_DUBUQUE_REGIONAL_AP
52054 | IA_CLINTON_MUNI_AWOS
52055 | IA_OELWEN
52056 | IA_DUBUQUE_REGIONAL_AP
52057 | IA_MONTICELLO_MUNI
52060 | IA_DUBUQUE_REGIONAL_AP
52064 | IA_CLINTON_MUNI_AWOS
52065 | IA_DUBUQUE_REGIONAL_AP
52070 | IA_CLINTON_MUNI_AWOS
52071 | IA_DUBUQUE_REGIONAL_AP
52072 | IA_DECORAH
52073 | IA_DUBUQUE_REGIONAL_AP
52074 | IA_CLINTON_MUNI_AWOS
52075 | IA_DUBUQUE_REGIONAL_AP
52076 | IA_OELWEN
52078 | IA_MONTICELLO_MUNI
52079 | IA_DUBUQUE_REGIONAL_AP
52101 | IA_DECORAH
52134 | MN_ROCHESTER_INTERNATIONA
52135 | IA_DECORAH
52142 | IA_OELWEN
52144 | IA_DECORAH
52147 | IA_OELWEN
52149 | IA_DECORAH
52154 | IA_CHARLES_CITY
52155 | IA_DECORAH
52160 | WI_LA_CROSSE_MUNICIPAL_AR
52161 | IA_DECORAH
52164 | IA_OELWEN
52165 | IA_DECORAH
52169 | IA_OELWEN
52170 | IA_DECORAH
52175 | IA_OELWEN
52201 | IA_WASHINGTON
52202 | IA_CEDAR_RAPIDS_MUNICIPAL
52205 | IA_MONTICELLO_MUNI
52206 | IA_CEDAR_RAPIDS_MUNICIPAL
52207 | IA_MONTICELLO_MUNI
52208 | IA_CEDAR_RAPIDS_MUNICIPAL
52210 | IA_OELWEN
52211 | IA_NEWTON_MUNI
52212 | IA_MONTICELLO_MUNI
52213 | IA_CEDAR_RAPIDS_MUNICIPAL
52214 | IA_MONTICELLO_MUNI
52215 | IA_NEWTON_MUNI
52216 | IA_MONTICELLO_MUNI
52217 | IA_WATERLOO_MUNICIPAL_AP
52218 | IA_MONTICELLO_MUNI
52220 | IA_CEDAR_RAPIDS_MUNICIPAL
52221 | IA_NEWTON_MUNI
52222 | IA_OTTUMWA_INDUSTRIAL_AP
52223 | IA_MONTICELLO_MUNI
52224 | IA_WATERLOO_MUNICIPAL_AP
52225 | IA_CEDAR_RAPIDS_MUNICIPAL
52226 | IA_CLINTON_MUNI_AWOS
52227 | IA_CEDAR_RAPIDS_MUNICIPAL
52231 | IA_WASHINGTON
52232 | IA_CEDAR_RAPIDS_MUNICIPAL
52235 | IA_WASHINGTON
52236 | IA_CEDAR_RAPIDS_MUNICIPAL
52237 | IA_MONTICELLO_MUNI
52240 | IA_CEDAR_RAPIDS_MUNICIPAL
52247 | IA_WASHINGTON
52249 | IA_CEDAR_RAPIDS_MUNICIPAL
52252 | IA_MONTICELLO_MUNI
52253 | IA_CEDAR_RAPIDS_MUNICIPAL
52254 | IA_MONTICELLO_MUNI
52257 | IA_CEDAR_RAPIDS_MUNICIPAL
52305 | IA_MONTICELLO_MUNI
52307 | IA_CEDAR_RAPIDS_MUNICIPAL
52309 | IA_MONTICELLO_MUNI
52313 | IA_WATERLOO_MUNICIPAL_AP
52314 | IA_CEDAR_RAPIDS_MUNICIPAL
52316 | IA_WASHINGTON
52317 | IA_CEDAR_RAPIDS_MUNICIPAL
52320 | IA_MONTICELLO_MUNI
52322 | IA_CEDAR_RAPIDS_MUNICIPAL
52323 | IA_MONTICELLO_MUNI
52324 | IA_CEDAR_RAPIDS_MUNICIPAL
52326 | IA_OELWEN
52327 | IA_WASHINGTON
52328 | IA_CEDAR_RAPIDS_MUNICIPAL
52329 | IA_OELWEN
52330 | IA_MONTICELLO_MUNI
52332 | IA_CEDAR_RAPIDS_MUNICIPAL
52335 | IA_WASHINGTON
52336 | IA_CEDAR_RAPIDS_MUNICIPAL
52337 | IA_MONTICELLO_MUNI
52338 | IA_CEDAR_RAPIDS_MUNICIPAL
52339 | IA_NEWTON_MUNI
52340 | IA_CEDAR_RAPIDS_MUNICIPAL
52342 | IA_NEWTON_MUNI
52344 | IA_MONTICELLO_MUNI
52345 | IA_CEDAR_RAPIDS_MUNICIPAL
52350 | IA_MONTICELLO_MUNI
52351 | IA_CEDAR_RAPIDS_MUNICIPAL
52353 | IA_WASHINGTON
52354 | IA_CEDAR_RAPIDS_MUNICIPAL
52355 | IA_OTTUMWA_INDUSTRIAL_AP
52356 | IA_WASHINGTON
52358 | IA_MUSCATINE
52359 | IA_WASHINGTON
52361 | IA_CEDAR_RAPIDS_MUNICIPAL
52362 | IA_MONTICELLO_MUNI
52401 | IA_CEDAR_RAPIDS_MUNICIPAL
52501 | IA_OTTUMWA_INDUSTRIAL_AP
52533 | IA_FAIR_FIELD
52534 | IA_OTTUMWA_INDUSTRIAL_AP
52535 | IA_FAIR_FIELD
52536 | IA_OTTUMWA_INDUSTRIAL_AP
52540 | IA_WASHINGTON
52542 | IA_FAIR_FIELD
52543 | IA_OTTUMWA_INDUSTRIAL_AP
52544 | IA_CHARITON
52548 | IA_OTTUMWA_INDUSTRIAL_AP
52549 | IA_CHARITON
52550 | IA_OTTUMWA_INDUSTRIAL_AP
52551 | IA_FAIR_FIELD
52552 | IA_OTTUMWA_INDUSTRIAL_AP
52556 | IA_FAIR_FIELD
52560 | IA_OTTUMWA_INDUSTRIAL_AP
52565 | IA_FAIR_FIELD
52566 | IA_OTTUMWA_INDUSTRIAL_AP
52567 | IA_FAIR_FIELD
52568 | IA_OTTUMWA_INDUSTRIAL_AP
52569 | IA_CHARITON
52570 | IA_FAIR_FIELD
52571 | IA_OTTUMWA_INDUSTRIAL_AP
52573 | IA_FAIR_FIELD
52574 | IA_CHARITON
52576 | IA_FAIR_FIELD
52577 | IA_OTTUMWA_INDUSTRIAL_AP
52580 | IA_FAIR_FIELD
52581 | IA_CHARITON
52584 | IA_FAIR_FIELD
52586 | IA_OTTUMWA_INDUSTRIAL_AP
52588 | IA_FAIR_FIELD
52590 | IA_CHARITON
52591 | IA_OTTUMWA_INDUSTRIAL_AP
52601 | IA_BURLINGTON_MUNICIPAL_A
52619 | IA_KEOKUK_MUNI
52620 | IA_FORT_MADISON
52621 | IA_WASHINGTON
52623 | IA_BURLINGTON_MUNICIPAL_A
52624 | IA_FORT_MADISON
52626 | IA_KEOKUK_MUNI
52627 | IA_FORT_MADISON
52630 | IA_FAIR_FIELD
52631 | IA_FORT_MADISON
52632 | IA_KEOKUK_MUNI
52635 | IA_FAIR_FIELD
52637 | IA_BURLINGTON_MUNICIPAL_A
52639 | IA_FORT_MADISON
52640 | IA_MUSCATINE
52641 | IA_WASHINGTON
52645 | IA_FORT_MADISON
52646 | IA_MUSCATINE
52647 | IA_WASHINGTON
52648 | IA_FORT_MADISON
52650 | IA_BURLINGTON_MUNICIPAL_A
52651 | IA_FAIR_FIELD
52652 | IA_WASHINGTON
52653 | IA_MUSCATINE
52654 | IA_WASHINGTON
52655 | IA_BURLINGTON_MUNICIPAL_A
52656 | IA_FORT_MADISON
52659 | IA_WASHINGTON
52660 | IA_BURLINGTON_MUNICIPAL_A
52701 | IA_CLINTON_MUNI_AWOS
52720 | IA_MUSCATINE
52722 | IL_MOLINE_QUAD_CITY_INTL
52727 | IA_CLINTON_MUNI_AWOS
52728 | IL_MOLINE_QUAD_CITY_INTL
52729 | IA_CLINTON_MUNI_AWOS
52737 | IA_MUSCATINE
52742 | IA_CLINTON_MUNI_AWOS
52745 | IL_MOLINE_QUAD_CITY_INTL
52747 | IA_MUSCATINE
52748 | IL_MOLINE_QUAD_CITY_INTL
52749 | IA_MUSCATINE
52750 | IA_CLINTON_MUNI_AWOS
52752 | IA_MUSCATINE
52753 | IL_MOLINE_QUAD_CITY_INTL
52754 | IA_MUSCATINE
52755 | IA_WASHINGTON
52756 | IA_CLINTON_MUNI_AWOS
52759 | IL_MOLINE_QUAD_CITY_INTL
52760 | IA_MUSCATINE
52765 | IL_MOLINE_QUAD_CITY_INTL
52766 | IA_MUSCATINE
52767 | IL_MOLINE_QUAD_CITY_INTL
52768 | IA_CLINTON_MUNI_AWOS
52769 | IL_MOLINE_QUAD_CITY_INTL
52771 | IA_CLINTON_MUNI_AWOS
52772 | IA_MUSCATINE
52773 | IL_MOLINE_QUAD_CITY_INTL
52774 | IA_CLINTON_MUNI_AWOS
52776 | IA_MUSCATINE
52777 | IA_CLINTON_MUNI_AWOS
52778 | IA_MUSCATINE
52801 | IL_MOLINE_QUAD_CITY_INTL
53001 | WI_MANITOWAC_MUNI_AWOS
53002 | WI_WATERTOWN
53004 | WI_MILWAUKEE_MITCHELL_INT
53006 | WI_WITTMAN_RGNL
53007 | WI_MILWAUKEE_MITCHELL_INT
53009 | WI_WITTMAN_RGNL
53012 | WI_MILWAUKEE_MITCHELL_INT
53013 | WI_MANITOWAC_MUNI_AWOS
53014 | WI_WITTMAN_RGNL
53015 | WI_MANITOWAC_MUNI_AWOS
53016 | WI_WATERTOWN
53017 | WI_MILWAUKEE_MITCHELL_INT
53018 | WI_WATERTOWN
53019 | WI_WITTMAN_RGNL
53020 | WI_MANITOWAC_MUNI_AWOS
53021 | WI_MILWAUKEE_MITCHELL_INT
53023 | WI_WITTMAN_RGNL
53024 | WI_MILWAUKEE_MITCHELL_INT
53026 | WI_WITTMAN_RGNL
53027 | WI_WATERTOWN
53031 | WI_MANITOWAC_MUNI_AWOS
53032 | WI_WATERTOWN
53037 | WI_MILWAUKEE_MITCHELL_INT
53038 | WI_WATERTOWN
53042 | WI_MANITOWAC_MUNI_AWOS
53045 | WI_MILWAUKEE_MITCHELL_INT
53047 | WI_WATERTOWN
53049 | WI_WITTMAN_RGNL
53050 | WI_WATERTOWN
53051 | WI_MILWAUKEE_MITCHELL_INT
53056 | WI_WATERTOWN
53057 | WI_WITTMAN_RGNL
53058 | WI_WATERTOWN
53060 | WI_MILWAUKEE_MITCHELL_INT
53061 | WI_WITTMAN_RGNL
53063 | WI_MANITOWAC_MUNI_AWOS
53064 | WI_WATERTOWN
53065 | WI_WITTMAN_RGNL
53066 | WI_WATERTOWN
53070 | WI_MANITOWAC_MUNI_AWOS
53072 | WI_MILWAUKEE_MITCHELL_INT
53073 | WI_MANITOWAC_MUNI_AWOS
53074 | WI_MILWAUKEE_MITCHELL_INT
53075 | WI_WITTMAN_RGNL
53076 | WI_WATERTOWN
53079 | WI_WITTMAN_RGNL
53080 | WI_MILWAUKEE_MITCHELL_INT
53081 | WI_MANITOWAC_MUNI_AWOS
53086 | WI_WATERTOWN
53088 | WI_WITTMAN_RGNL
53089 | WI_MILWAUKEE_MITCHELL_INT
53090 | WI_WATERTOWN
53092 | WI_MILWAUKEE_MITCHELL_INT
53093 | WI_MANITOWAC_MUNI_AWOS
53094 | WI_WATERTOWN
53097 | WI_MILWAUKEE_MITCHELL_INT
53098 | WI_WATERTOWN
53101 | IL_CHICAGO_WAUKEGAN
53103 | WI_MILWAUKEE_MITCHELL_INT
53104 | IL_CHICAGO_WAUKEGAN
53105 | WI_MILWAUKEE_MITCHELL_INT
53109 | IL_CHICAGO_WAUKEGAN
53110 | WI_MILWAUKEE_MITCHELL_INT
53114 | WI_JANESVILLE_ROCK_CO
53118 | WI_WATERTOWN
53120 | WI_MILWAUKEE_MITCHELL_INT
53121 | WI_JANESVILLE_ROCK_CO
53122 | WI_MILWAUKEE_MITCHELL_INT
53125 | WI_JANESVILLE_ROCK_CO
53126 | WI_MILWAUKEE_MITCHELL_INT
53127 | WI_WATERTOWN
53128 | IL_CHICAGO_WAUKEGAN
53129 | WI_MILWAUKEE_MITCHELL_INT
53137 | WI_WATERTOWN
53138 | WI_MILWAUKEE_MITCHELL_INT
53140 | IL_CHICAGO_WAUKEGAN
53146 | WI_MILWAUKEE_MITCHELL_INT
53147 | WI_JANESVILLE_ROCK_CO
53148 | IL_CHICAGO_WAUKEGAN
53149 | WI_MILWAUKEE_MITCHELL_INT
53152 | IL_CHICAGO_WAUKEGAN
53153 | WI_WATERTOWN
53154 | WI_MILWAUKEE_MITCHELL_INT
53156 | WI_WATERTOWN
53157 | IL_CHICAGO_WAUKEGAN
53167 | WI_MILWAUKEE_MITCHELL_INT
53168 | IL_CHICAGO_WAUKEGAN
53172 | WI_MILWAUKEE_MITCHELL_INT
53176 | WI_JANESVILLE_ROCK_CO
53177 | WI_MILWAUKEE_MITCHELL_INT
53178 | WI_WATERTOWN
53179 | IL_CHICAGO_WAUKEGAN
53182 | WI_MILWAUKEE_MITCHELL_INT
53183 | WI_WATERTOWN
53184 | WI_JANESVILLE_ROCK_CO
53185 | WI_MILWAUKEE_MITCHELL_INT
53190 | WI_JANESVILLE_ROCK_CO
53192 | IL_CHICAGO_WAUKEGAN
53195 | WI_JANESVILLE_ROCK_CO
53201 | WI_MILWAUKEE_MITCHELL_INT
53501 | WI_JANESVILLE_ROCK_CO
53503 | WI_LONE_ROCK_FAA_AP
53505 | WI_JANESVILLE_ROCK_CO
53506 | WI_LONE_ROCK_FAA_AP
53508 | WI_MADISON_DANE_CO_REGION
53510 | IA_DUBUQUE_REGIONAL_AP
53511 | WI_JANESVILLE_ROCK_CO
53515 | WI_MADISON_DANE_CO_REGION
53516 | WI_LONE_ROCK_FAA_AP
53520 | WI_JANESVILLE_ROCK_CO
53521 | WI_MADISON_DANE_CO_REGION
53522 | WI_JANESVILLE_ROCK_CO
53523 | WI_MADISON_DANE_CO_REGION
53525 | WI_JANESVILLE_ROCK_CO
53526 | WI_LONE_ROCK_FAA_AP
53527 | WI_MADISON_DANE_CO_REGION
53530 | WI_LONE_ROCK_FAA_AP
53531 | WI_MADISON_DANE_CO_REGION
53533 | WI_LONE_ROCK_FAA_AP
53534 | WI_JANESVILLE_ROCK_CO
53535 | WI_LONE_ROCK_FAA_AP
53536 | WI_JANESVILLE_ROCK_CO
53538 | WI_WATERTOWN
53540 | WI_LONE_ROCK_FAA_AP
53541 | IA_DUBUQUE_REGIONAL_AP
53542 | WI_JANESVILLE_ROCK_CO
53543 | WI_LONE_ROCK_FAA_AP
53545 | WI_JANESVILLE_ROCK_CO
53549 | WI_WATERTOWN
53550 | WI_JANESVILLE_ROCK_CO
53551 | WI_WATERTOWN
53553 | WI_LONE_ROCK_FAA_AP
53555 | WI_MADISON_DANE_CO_REGION
53556 | WI_LONE_ROCK_FAA_AP
53557 | WI_WATERTOWN
53558 | WI_MADISON_DANE_CO_REGION
53560 | WI_LONE_ROCK_FAA_AP
53561 | WI_MADISON_DANE_CO_REGION
53563 | WI_JANESVILLE_ROCK_CO
53565 | WI_LONE_ROCK_FAA_AP
53566 | WI_JANESVILLE_ROCK_CO
53569 | WI_LONE_ROCK_FAA_AP
53570 | WI_MADISON_DANE_CO_REGION
53573 | WI_LONE_ROCK_FAA_AP
53574 | WI_MADISON_DANE_CO_REGION
53576 | WI_JANESVILLE_ROCK_CO
53577 | WI_LONE_ROCK_FAA_AP
53578 | WI_MADISON_DANE_CO_REGION
53579 | WI_WATERTOWN
53580 | WI_LONE_ROCK_FAA_AP
53583 | WI_MADISON_DANE_CO_REGION
53584 | WI_LONE_ROCK_FAA_AP
53585 | WI_JANESVILLE_ROCK_CO
53586 | IA_DUBUQUE_REGIONAL_AP
53588 | WI_LONE_ROCK_FAA_AP
53589 | WI_MADISON_DANE_CO_REGION
53594 | WI_WATERTOWN
53595 | WI_LONE_ROCK_FAA_AP
53596 | WI_MADISON_DANE_CO_REGION
53599 | WI_LONE_ROCK_FAA_AP
53701 | WI_MADISON_DANE_CO_REGION
53801 | IA_DUBUQUE_REGIONAL_AP
53805 | WI_LONE_ROCK_FAA_AP
53806 | IA_DUBUQUE_REGIONAL_AP
53809 | WI_LONE_ROCK_FAA_AP
53810 | IA_DUBUQUE_REGIONAL_AP
53816 | WI_LONE_ROCK_FAA_AP
53817 | IA_DUBUQUE_REGIONAL_AP
53821 | IA_DECORAH
53824 | IA_DUBUQUE_REGIONAL_AP
53825 | WI_LONE_ROCK_FAA_AP
53901 | WI_MADISON_DANE_CO_REGION
53910 | WI_LONE_ROCK_FAA_AP
53911 | WI_MADISON_DANE_CO_REGION
53913 | WI_LONE_ROCK_FAA_AP
53916 | WI_WATERTOWN
53919 | WI_WITTMAN_RGNL
53920 | WI_MADISON_DANE_CO_REGION
53922 | WI_WATERTOWN
53923 | WI_MADISON_DANE_CO_REGION
53924 | WI_LONE_ROCK_FAA_AP
53925 | WI_MADISON_DANE_CO_REGION
53926 | WI_WITTMAN_RGNL
53927 | WI_MARSHFIELD_MUNI
53928 | WI_MADISON_DANE_CO_REGION
53929 | WI_LONE_ROCK_FAA_AP
53930 | WI_MADISON_DANE_CO_REGION
53931 | WI_WITTMAN_RGNL
53932 | WI_MADISON_DANE_CO_REGION
53933 | WI_WATERTOWN
53934 | WI_MARSHFIELD_MUNI
53935 | WI_WATERTOWN
53936 | WI_LONE_ROCK_FAA_AP
53939 | WI_WITTMAN_RGNL
53940 | WI_LONE_ROCK_FAA_AP
53946 | WI_WITTMAN_RGNL
53948 | WI_LONE_ROCK_FAA_AP
53949 | WI_WITTMAN_RGNL
53950 | WI_LONE_ROCK_FAA_AP
53952 | WI_MADISON_DANE_CO_REGION
53957 | WI_WATERTOWN
53959 | WI_LONE_ROCK_FAA_AP
53960 | WI_MADISON_DANE_CO_REGION
53961 | WI_LONE_ROCK_FAA_AP
53963 | WI_WITTMAN_RGNL
53965 | WI_LONE_ROCK_FAA_AP
53969 | WI_MADISON_DANE_CO_REGION
54001 | WI_RICE_LAKE_MUNICIPAL
54002 | MN_RED_WING
54004 | WI_RICE_LAKE_MUNICIPAL
54006 | MN_CAMBRIDGE_MUNI
54007 | MN_ST_PAUL_DOWNTOWN_AP
54009 | MN_CAMBRIDGE_MUNI
54010 | MN_RED_WING
54016 | MN_ST_PAUL_DOWNTOWN_AP
54021 | MN_RED_WING
54023 | MN_ST_PAUL_DOWNTOWN_AP
54024 | MN_CAMBRIDGE_MUNI
54025 | MN_ST_PAUL_DOWNTOWN_AP
54027 | MN_RED_WING
54082 | MN_ST_PAUL_DOWNTOWN_AP
54101 | WI_GREEN_BAY_AUSTIN_STRAU
54102 | MI_IRON_MOUNTAIN_FORD
54106 | WI_GREEN_BAY_AUSTIN_STRAU
54110 | WI_MANITOWAC_MUNI_AWOS
54111 | WI_GREEN_BAY_AUSTIN_STRAU
54112 | MI_MENOMINEE_AWOS
54113 | WI_APPLETON_OUTAGAMIE
54114 | MI_MENOMINEE_AWOS
54115 | WI_GREEN_BAY_AUSTIN_STRAU
54119 | MI_IRON_MOUNTAIN_FORD
54123 | WI_APPLETON_OUTAGAMIE
54124 | WI_GREEN_BAY_AUSTIN_STRAU
54125 | MI_IRON_MOUNTAIN_FORD
54126 | WI_GREEN_BAY_AUSTIN_STRAU
54129 | WI_APPLETON_OUTAGAMIE
54131 | WI_GREEN_BAY_AUSTIN_STRAU
54136 | WI_APPLETON_OUTAGAMIE
54137 | WI_GREEN_BAY_AUSTIN_STRAU
54138 | MI_IRON_MOUNTAIN_FORD
54139 | MI_MENOMINEE_AWOS
54140 | WI_APPLETON_OUTAGAMIE
54141 | WI_GREEN_BAY_AUSTIN_STRAU
54143 | MI_MENOMINEE_AWOS
54150 | WI_WAUSAU_MUNICIPAL_ARPT
54151 | MI_IRON_MOUNTAIN_FORD
54152 | WI_GREEN_BAY_AUSTIN_STRAU
54153 | MI_MENOMINEE_AWOS
54154 | WI_GREEN_BAY_AUSTIN_STRAU
54156 | MI_IRON_MOUNTAIN_FORD
54157 | MI_MENOMINEE_AWOS
54160 | WI_MANITOWAC_MUNI_AWOS
54161 | MI_MENOMINEE_AWOS
54162 | WI_GREEN_BAY_AUSTIN_STRAU
54169 | WI_APPLETON_OUTAGAMIE
54171 | WI_GREEN_BAY_AUSTIN_STRAU
54174 | MI_MENOMINEE_AWOS
54175 | MI_IRON_MOUNTAIN_FORD
54177 | MI_MENOMINEE_AWOS
54180 | WI_GREEN_BAY_AUSTIN_STRAU
54201 | WI_STURGEON_BAY
54202 | WI_ANTIGO_LANGAWOS
54203 | WI_MANITOWAC_MUNI_AWOS
54204 | WI_STURGEON_BAY
54207 | WI_MANITOWAC_MUNI_AWOS
54208 | WI_GREEN_BAY_AUSTIN_STRAU
54209 | WI_ANTIGO_LANGAWOS
54213 | WI_STURGEON_BAY
54214 | WI_MANITOWAC_MUNI_AWOS
54217 | WI_GREEN_BAY_AUSTIN_STRAU
54220 | WI_MANITOWAC_MUNI_AWOS
54226 | WI_STURGEON_BAY
54227 | WI_MANITOWAC_MUNI_AWOS
54229 | WI_GREEN_BAY_AUSTIN_STRAU
54230 | WI_MANITOWAC_MUNI_AWOS
54234 | WI_ANTIGO_LANGAWOS
54235 | WI_STURGEON_BAY
54240 | WI_MANITOWAC_MUNI_AWOS
54246 | WI_ANTIGO_LANGAWOS
54247 | WI_MANITOWAC_MUNI_AWOS
54301 | WI_GREEN_BAY_AUSTIN_STRAU
54401 | WI_WAUSAU_MUNICIPAL_ARPT
54404 | WI_MARSHFIELD_MUNI
54406 | WI_MOSINEE_CENTRAL_WI
54408 | WI_WAUSAU_MUNICIPAL_ARPT
54410 | WI_MARSHFIELD_MUNI
54411 | WI_WAUSAU_MUNICIPAL_ARPT
54412 | WI_MARSHFIELD_MUNI
54414 | WI_WAUSAU_MUNICIPAL_ARPT
54415 | WI_MARSHFIELD_MUNI
54416 | WI_WAUSAU_MUNICIPAL_ARPT
54418 | WI_RHINELANDER_ONEIDA
54420 | WI_MARSHFIELD_MUNI
54423 | WI_MOSINEE_CENTRAL_WI
54424 | WI_WAUSAU_MUNICIPAL_ARPT
54425 | WI_MARSHFIELD_MUNI
54426 | WI_WAUSAU_MUNICIPAL_ARPT
54427 | WI_GREEN_BAY_AUSTIN_STRAU
54428 | WI_RHINELANDER_ONEIDA
54429 | WI_MOSINEE_CENTRAL_WI
54430 | WI_WAUSAU_MUNICIPAL_ARPT
54432 | WI_MOSINEE_CENTRAL_WI
54433 | WI_EAU_CLAIRE_COUNTY_AP
54435 | WI_RHINELANDER_ONEIDA
54436 | WI_MARSHFIELD_MUNI
54439 | WI_PHILLIPS_PRICE_CO
54440 | WI_MOSINEE_CENTRAL_WI
54441 | WI_MARSHFIELD_MUNI
54442 | WI_RHINELANDER_ONEIDA
54443 | WI_MOSINEE_CENTRAL_WI
54444 | WI_RHINELANDER_ONEIDA
54446 | WI_MARSHFIELD_MUNI
54447 | WI_EAU_CLAIRE_COUNTY_AP
54448 | WI_WAUSAU_MUNICIPAL_ARPT
54449 | WI_MARSHFIELD_MUNI
54450 | WI_WAUSAU_MUNICIPAL_ARPT
54451 | WI_MARSHFIELD_MUNI
54452 | WI_WAUSAU_MUNICIPAL_ARPT
54454 | WI_MARSHFIELD_MUNI
54455 | WI_MOSINEE_CENTRAL_WI
54456 | WI_MARSHFIELD_MUNI
54458 | WI_MOSINEE_CENTRAL_WI
54459 | WI_PHILLIPS_PRICE_CO
54460 | WI_MARSHFIELD_MUNI
54462 | WI_RHINELANDER_ONEIDA
54464 | WI_WAUSAU_MUNICIPAL_ARPT
54465 | WI_RHINELANDER_ONEIDA
54466 | WI_MARSHFIELD_MUNI
54467 | WI_MOSINEE_CENTRAL_WI
54469 | WI_MARSHFIELD_MUNI
54470 | WI_PHILLIPS_PRICE_CO
54471 | WI_WAUSAU_MUNICIPAL_ARPT
54472 | WI_MARSHFIELD_MUNI
54473 | WI_MOSINEE_CENTRAL_WI
54474 | WI_WAUSAU_MUNICIPAL_ARPT
54475 | WI_MARSHFIELD_MUNI
54476 | WI_WAUSAU_MUNICIPAL_ARPT
54479 | WI_MARSHFIELD_MUNI
54481 | WI_MOSINEE_CENTRAL_WI
54484 | WI_MARSHFIELD_MUNI
54485 | WI_RHINELANDER_ONEIDA
54486 | WI_MOSINEE_CENTRAL_WI
54487 | WI_RHINELANDER_ONEIDA
54488 | WI_MARSHFIELD_MUNI
54490 | WI_PHILLIPS_PRICE_CO
54491 | WI_WAUSAU_MUNICIPAL_ARPT
54492 | WI_MOSINEE_CENTRAL_WI
54493 | WI_MARSHFIELD_MUNI
54499 | WI_WAUSAU_MUNICIPAL_ARPT
54501 | WI_RHINELANDER_ONEIDA
54512 | WI_MINOCQUA_WOODRUFF
54513 | WI_PHILLIPS_PRICE_CO
54519 | WI_MINOCQUA_WOODRUFF
54520 | WI_RHINELANDER_ONEIDA
54521 | WI_MINOCQUA_WOODRUFF
54524 | WI_PHILLIPS_PRICE_CO
54525 | MI_IRONWOOD_AWOS
54526 | WI_PHILLIPS_PRICE_CO
54529 | WI_RHINELANDER_ONEIDA
54530 | WI_PHILLIPS_PRICE_CO
54531 | WI_MINOCQUA_WOODRUFF
54532 | WI_RHINELANDER_ONEIDA
54534 | MI_IRONWOOD_AWOS
54537 | WI_PHILLIPS_PRICE_CO
54538 | WI_MINOCQUA_WOODRUFF
54539 | WI_RHINELANDER_ONEIDA
54540 | WI_MINOCQUA_WOODRUFF
54541 | MI_IRON_MOUNTAIN_FORD
54543 | WI_RHINELANDER_ONEIDA
54545 | WI_MINOCQUA_WOODRUFF
54546 | MI_IRONWOOD_AWOS
54547 | WI_MINOCQUA_WOODRUFF
54550 | MI_IRONWOOD_AWOS
54552 | WI_PHILLIPS_PRICE_CO
54554 | WI_MINOCQUA_WOODRUFF
54555 | WI_PHILLIPS_PRICE_CO
54557 | WI_MINOCQUA_WOODRUFF
54559 | MI_IRONWOOD_AWOS
54560 | WI_MINOCQUA_WOODRUFF
54562 | WI_RHINELANDER_ONEIDA
54563 | WI_PHILLIPS_PRICE_CO
54565 | MI_IRONWOOD_AWOS
54566 | MI_IRON_MOUNTAIN_FORD
54568 | WI_MINOCQUA_WOODRUFF
54601 | WI_LA_CROSSE_MUNICIPAL_AR
54610 | MN_WINONA_MUNI_AWOS
54611 | WI_LA_CROSSE_MUNICIPAL_AR
54612 | MN_WINONA_MUNI_AWOS
54613 | WI_MARSHFIELD_MUNI
54614 | WI_LA_CROSSE_MUNICIPAL_AR
54616 | MN_WINONA_MUNI_AWOS
54618 | WI_LA_CROSSE_MUNICIPAL_AR
54622 | MN_WINONA_MUNI_AWOS
54623 | WI_LA_CROSSE_MUNICIPAL_AR
54624 | IA_DECORAH
54625 | MN_WINONA_MUNI_AWOS
54626 | IA_DECORAH
54627 | WI_LA_CROSSE_MUNICIPAL_AR
54628 | IA_DECORAH
54629 | MN_WINONA_MUNI_AWOS
54631 | WI_LONE_ROCK_FAA_AP
54632 | WI_LA_CROSSE_MUNICIPAL_AR
54634 | WI_LONE_ROCK_FAA_AP
54635 | WI_LA_CROSSE_MUNICIPAL_AR
54638 | WI_LONE_ROCK_FAA_AP
54640 | IA_DECORAH
54641 | WI_MARSHFIELD_MUNI
54642 | WI_LA_CROSSE_MUNICIPAL_AR
54645 | WI_LONE_ROCK_FAA_AP
54646 | WI_MARSHFIELD_MUNI
54648 | WI_LA_CROSSE_MUNICIPAL_AR
54652 | WI_LONE_ROCK_FAA_AP
54653 | WI_LA_CROSSE_MUNICIPAL_AR
54654 | IA_DECORAH
54655 | WI_LONE_ROCK_FAA_AP
54656 | WI_LA_CROSSE_MUNICIPAL_AR
54657 | WI_LONE_ROCK_FAA_AP
54658 | WI_LA_CROSSE_MUNICIPAL_AR
54664 | WI_LONE_ROCK_FAA_AP
54665 | WI_LA_CROSSE_MUNICIPAL_AR
54701 | WI_EAU_CLAIRE_COUNTY_AP
54721 | MN_RED_WING
54722 | WI_EAU_CLAIRE_COUNTY_AP
54723 | MN_RED_WING
54724 | WI_EAU_CLAIRE_COUNTY_AP
54728 | WI_RICE_LAKE_MUNICIPAL
54729 | WI_EAU_CLAIRE_COUNTY_AP
54731 | WI_RICE_LAKE_MUNICIPAL
54732 | WI_EAU_CLAIRE_COUNTY_AP
54733 | WI_RICE_LAKE_MUNICIPAL
54734 | WI_EAU_CLAIRE_COUNTY_AP
54736 | MN_RED_WING
54738 | WI_EAU_CLAIRE_COUNTY_AP
54740 | MN_RED_WING
54741 | WI_EAU_CLAIRE_COUNTY_AP
54743 | MN_WINONA_MUNI_AWOS
54744 | WI_RICE_LAKE_MUNICIPAL
54745 | WI_EAU_CLAIRE_COUNTY_AP
54746 | WI_MARSHFIELD_MUNI
54747 | MN_WINONA_MUNI_AWOS
54748 | WI_EAU_CLAIRE_COUNTY_AP
54750 | MN_RED_WING
54751 | WI_EAU_CLAIRE_COUNTY_AP
54754 | WI_MARSHFIELD_MUNI
54755 | WI_EAU_CLAIRE_COUNTY_AP
54756 | MN_RED_WING
54757 | WI_EAU_CLAIRE_COUNTY_AP
54759 | MN_RED_WING
54760 | WI_EAU_CLAIRE_COUNTY_AP
54761 | MN_RED_WING
54762 | WI_RICE_LAKE_MUNICIPAL
54764 | WI_EAU_CLAIRE_COUNTY_AP
54765 | WI_RICE_LAKE_MUNICIPAL
54766 | WI_PHILLIPS_PRICE_CO
54767 | MN_RED_WING
54768 | WI_EAU_CLAIRE_COUNTY_AP
54769 | MN_RED_WING
54770 | WI_EAU_CLAIRE_COUNTY_AP
54773 | MN_WINONA_MUNI_AWOS
54774 | WI_EAU_CLAIRE_COUNTY_AP
54801 | WI_RICE_LAKE_MUNICIPAL
54806 | MI_IRONWOOD_AWOS
54810 | WI_RICE_LAKE_MUNICIPAL
54814 | MI_IRONWOOD_AWOS
54817 | WI_RICE_LAKE_MUNICIPAL
54820 | MN_TWO_HARBORS
54821 | WI_RICE_LAKE_MUNICIPAL
54824 | MN_CAMBRIDGE_MUNI
54826 | WI_RICE_LAKE_MUNICIPAL
54827 | MN_SILVER_BAY
54828 | WI_RICE_LAKE_MUNICIPAL
54830 | MN_CRANE_LAKE_AWOS
54832 | MN_TWO_HARBORS
54834 | WI_RICE_LAKE_MUNICIPAL
54836 | MN_CLOQUET_AWOS
54837 | WI_RICE_LAKE_MUNICIPAL
54838 | MN_CRANE_LAKE_AWOS
54839 | MI_IRONWOOD_AWOS
54840 | MN_MORA_MUNI_AWOS
54841 | WI_RICE_LAKE_MUNICIPAL
54842 | MN_DULUTH_INTERNATIONAL_A
54843 | WI_RICE_LAKE_MUNICIPAL
54844 | MN_SILVER_BAY
54845 | WI_RICE_LAKE_MUNICIPAL
54846 | MI_IRONWOOD_AWOS
54847 | MN_TWO_HARBORS
54848 | WI_RICE_LAKE_MUNICIPAL
54849 | MN_DULUTH_INTERNATIONAL_A
54850 | MI_IRONWOOD_AWOS
54851 | WI_RICE_LAKE_MUNICIPAL
54854 | MN_DULUTH_INTERNATIONAL_A
54855 | MI_IRONWOOD_AWOS
54856 | MN_TWO_HARBORS
54857 | WI_RICE_LAKE_MUNICIPAL
54859 | MN_CRANE_LAKE_AWOS
54861 | MI_IRONWOOD_AWOS
54862 | WI_PHILLIPS_PRICE_CO
54864 | MN_DULUTH_INTERNATIONAL_A
54865 | MN_TWO_HARBORS
54867 | WI_RICE_LAKE_MUNICIPAL
54872 | MN_CRANE_LAKE_AWOS
54874 | MN_DULUTH_INTERNATIONAL_A
54875 | WI_RICE_LAKE_MUNICIPAL
54880 | MN_DULUTH_INTERNATIONAL_A
54888 | WI_RICE_LAKE_MUNICIPAL
54890 | MN_CRANE_LAKE_AWOS
54891 | MI_IRONWOOD_AWOS
54893 | MN_CRANE_LAKE_AWOS
54895 | WI_RICE_LAKE_MUNICIPAL
54896 | WI_PHILLIPS_PRICE_CO
54901 | WI_WITTMAN_RGNL
54909 | WI_MOSINEE_CENTRAL_WI
54911 | WI_APPLETON_OUTAGAMIE
54921 | WI_MOSINEE_CENTRAL_WI
54922 | WI_APPLETON_OUTAGAMIE
54923 | WI_WITTMAN_RGNL
54926 | WI_MOSINEE_CENTRAL_WI
54927 | WI_WITTMAN_RGNL
54928 | WI_APPLETON_OUTAGAMIE
54930 | WI_WITTMAN_RGNL
54931 | WI_APPLETON_OUTAGAMIE
54932 | WI_WITTMAN_RGNL
54933 | WI_APPLETON_OUTAGAMIE
54934 | WI_WITTMAN_RGNL
54940 | WI_APPLETON_OUTAGAMIE
54941 | WI_WITTMAN_RGNL
54942 | WI_APPLETON_OUTAGAMIE
54943 | WI_WITTMAN_RGNL
54944 | WI_APPLETON_OUTAGAMIE
54945 | WI_MOSINEE_CENTRAL_WI
54946 | WI_APPLETON_OUTAGAMIE
54948 | WI_WAUSAU_MUNICIPAL_ARPT
54949 | WI_APPLETON_OUTAGAMIE
54960 | WI_WITTMAN_RGNL
54961 | WI_APPLETON_OUTAGAMIE
54963 | WI_WITTMAN_RGNL
54966 | WI_MOSINEE_CENTRAL_WI
54967 | WI_WITTMAN_RGNL
54969 | WI_APPLETON_OUTAGAMIE
54970 | WI_WITTMAN_RGNL
54975 | WI_APPLETON_OUTAGAMIE
54977 | WI_MOSINEE_CENTRAL_WI
54978 | WI_WAUSAU_MUNICIPAL_ARPT
54979 | WI_WITTMAN_RGNL
54981 | WI_APPLETON_OUTAGAMIE
54982 | WI_WITTMAN_RGNL
54983 | WI_APPLETON_OUTAGAMIE
54985 | WI_WITTMAN_RGNL
54990 | WI_MOSINEE_CENTRAL_WI
55001 | MN_ST_PAUL_DOWNTOWN_AP
55002 | MN_CAMBRIDGE_MUNI
55003 | MN_ST_PAUL_DOWNTOWN_AP
55005 | MN_CAMBRIDGE_MUNI
55007 | MN_MORA_MUNI_AWOS
55008 | MN_CAMBRIDGE_MUNI
55009 | MN_RED_WING
55010 | MN_FARIBAULT_MUNI_AWOS
55011 | MN_CAMBRIDGE_MUNI
55014 | MN_MINNEAPOLIS_CRYSTAL
55016 | MN_ST_PAUL_DOWNTOWN_AP
55017 | MN_CAMBRIDGE_MUNI
55018 | MN_FARIBAULT_MUNI_AWOS
55024 | MN_SOUTH_ST_PAUL_MUNI
55025 | MN_ST_PAUL_DOWNTOWN_AP
55026 | MN_RED_WING
55029 | MN_CAMBRIDGE_MUNI
55030 | MN_MORA_MUNI_AWOS
55031 | MN_SOUTH_ST_PAUL_MUNI
55032 | MN_CAMBRIDGE_MUNI
55033 | MN_SOUTH_ST_PAUL_MUNI
55036 | MN_MORA_MUNI_AWOS
55038 | MN_ST_PAUL_DOWNTOWN_AP
55040 | MN_CAMBRIDGE_MUNI
55041 | MN_RED_WING
55042 | MN_ST_PAUL_DOWNTOWN_AP
55044 | MN_FLYING_CLOUD
55045 | MN_CAMBRIDGE_MUNI
55046 | MN_FARIBAULT_MUNI_AWOS
55047 | MN_ST_PAUL_DOWNTOWN_AP
55049 | MN_OWATONNA_AWOS
55051 | MN_MORA_MUNI_AWOS
55052 | MN_FARIBAULT_MUNI_AWOS
55055 | MN_ST_PAUL_DOWNTOWN_AP
55056 | MN_CAMBRIDGE_MUNI
55057 | MN_FARIBAULT_MUNI_AWOS
55060 | MN_OWATONNA_AWOS
55063 | MN_MORA_MUNI_AWOS
55065 | MN_FARIBAULT_MUNI_AWOS
55066 | MN_RED_WING
55067 | MN_MORA_MUNI_AWOS
55068 | MN_SOUTH_ST_PAUL_MUNI
55069 | MN_CAMBRIDGE_MUNI
55071 | MN_ST_PAUL_DOWNTOWN_AP
55072 | MN_CRANE_LAKE_AWOS
55073 | MN_ST_PAUL_DOWNTOWN_AP
55074 | MN_CAMBRIDGE_MUNI
55075 | MN_ST_PAUL_DOWNTOWN_AP
55076 | MN_SOUTH_ST_PAUL_MUNI
55078 | MN_CAMBRIDGE_MUNI
55082 | MN_ST_PAUL_DOWNTOWN_AP
55084 | MN_CAMBRIDGE_MUNI
55085 | MN_SOUTH_ST_PAUL_MUNI
55087 | MN_FARIBAULT_MUNI_AWOS
55089 | MN_RED_WING
55090 | MN_ST_PAUL_DOWNTOWN_AP
55092 | MN_CAMBRIDGE_MUNI
55101 | MN_ST_PAUL_DOWNTOWN_AP
55105 | MN_MINNEAPOLIS_ST_PAUL_IN
55106 | MN_ST_PAUL_DOWNTOWN_AP
55112 | MN_MINNEAPOLIS_CRYSTAL
55113 | MN_ST_PAUL_DOWNTOWN_AP
55114 | MN_MINNEAPOLIS_ST_PAUL_IN
55115 | MN_ST_PAUL_DOWNTOWN_AP
55116 | MN_MINNEAPOLIS_ST_PAUL_IN
55117 | MN_ST_PAUL_DOWNTOWN_AP
55120 | MN_SOUTH_ST_PAUL_MUNI
55125 | MN_ST_PAUL_DOWNTOWN_AP
55126 | MN_MINNEAPOLIS_CRYSTAL
55127 | MN_ST_PAUL_DOWNTOWN_AP
55150 | MN_SOUTH_ST_PAUL_MUNI
55155 | MN_ST_PAUL_DOWNTOWN_AP
55301 | MN_MINNEAPOLIS_CRYSTAL
55302 | MN_ST_CLOUD_REGIONAL_ARPT
55303 | MN_MINNEAPOLIS_CRYSTAL
55306 | MN_MINNEAPOLIS_ST_PAUL_IN
55307 | MN_HUTCHINSON_AWOS
55308 | MN_ST_CLOUD_REGIONAL_ARPT
55310 | MN_REDWOOD_FALLS_MUNI
55311 | MN_MINNEAPOLIS_CRYSTAL
55312 | MN_HUTCHINSON_AWOS
55313 | MN_MINNEAPOLIS_CRYSTAL
55314 | MN_HUTCHINSON_AWOS
55315 | MN_FLYING_CLOUD
55316 | MN_MINNEAPOLIS_CRYSTAL
55317 | MN_FLYING_CLOUD
55319 | MN_SILVER_BAY
55320 | MN_ST_CLOUD_REGIONAL_ARPT
55321 | MN_LITCHFIELD_MUNI
55322 | MN_FLYING_CLOUD
55324 | MN_LITCHFIELD_MUNI
55327 | MN_MINNEAPOLIS_CRYSTAL
55328 | MN_FLYING_CLOUD
55329 | MN_LITCHFIELD_MUNI
55330 | MN_MINNEAPOLIS_CRYSTAL
55331 | MN_FLYING_CLOUD
55332 | MN_REDWOOD_FALLS_MUNI
55334 | MN_NEW_ULM_MUNI_AWOS
55336 | MN_HUTCHINSON_AWOS
55337 | MN_SOUTH_ST_PAUL_MUNI
55338 | MN_HUTCHINSON_AWOS
55340 | MN_MINNEAPOLIS_CRYSTAL
55342 | MN_HUTCHINSON_AWOS
55343 | MN_FLYING_CLOUD
55348 | MN_MINNEAPOLIS_CRYSTAL
55349 | MN_HUTCHINSON_AWOS
55352 | MN_FLYING_CLOUD
55353 | MN_LITCHFIELD_MUNI
55354 | MN_HUTCHINSON_AWOS
55355 | MN_LITCHFIELD_MUNI
55356 | MN_MINNEAPOLIS_CRYSTAL
55358 | MN_ST_CLOUD_REGIONAL_ARPT
55359 | MN_MINNEAPOLIS_CRYSTAL
55360 | MN_FLYING_CLOUD
55362 | MN_ST_CLOUD_REGIONAL_ARPT
55363 | MN_HUTCHINSON_AWOS
55364 | MN_FLYING_CLOUD
55365 | MN_ST_CLOUD_REGIONAL_ARPT
55366 | MN_HUTCHINSON_AWOS
55368 | MN_FLYING_CLOUD
55369 | MN_MINNEAPOLIS_CRYSTAL
55370 | MN_HUTCHINSON_AWOS
55371 | MN_CAMBRIDGE_MUNI
55372 | MN_FLYING_CLOUD
55373 | MN_MINNEAPOLIS_CRYSTAL
55375 | MN_FLYING_CLOUD
55376 | MN_MINNEAPOLIS_CRYSTAL
55377 | MN_ST_CLOUD_REGIONAL_ARPT
55378 | MN_FLYING_CLOUD
55380 | MN_ST_CLOUD_REGIONAL_ARPT
55381 | MN_HUTCHINSON_AWOS
55382 | MN_LITCHFIELD_MUNI
55383 | MN_HUTCHINSON_AWOS
55384 | MN_FLYING_CLOUD
55385 | MN_HUTCHINSON_AWOS
55386 | MN_FLYING_CLOUD
55389 | MN_LITCHFIELD_MUNI
55390 | MN_HUTCHINSON_AWOS
55391 | MN_FLYING_CLOUD
55393 | MN_HUTCHINSON_AWOS
55394 | MN_FLYING_CLOUD
55395 | MN_HUTCHINSON_AWOS
55396 | MN_NEW_ULM_MUNI_AWOS
55397 | MN_FLYING_CLOUD
55398 | MN_CAMBRIDGE_MUNI
55399 | MN_FLYING_CLOUD
55401 | MN_MINNEAPOLIS_CRYSTAL
55402 | MN_MINNEAPOLIS_ST_PAUL_IN
55411 | MN_MINNEAPOLIS_CRYSTAL
55414 | MN_MINNEAPOLIS_ST_PAUL_IN
55418 | MN_MINNEAPOLIS_CRYSTAL
55419 | MN_MINNEAPOLIS_ST_PAUL_IN
55421 | MN_MINNEAPOLIS_CRYSTAL
55423 | MN_MINNEAPOLIS_ST_PAUL_IN
55426 | MN_MINNEAPOLIS_CRYSTAL
55431 | MN_MINNEAPOLIS_ST_PAUL_IN
55432 | MN_MINNEAPOLIS_CRYSTAL
55435 | MN_MINNEAPOLIS_ST_PAUL_IN
55437 | MN_FLYING_CLOUD
55440 | MN_MINNEAPOLIS_ST_PAUL_IN
55441 | MN_MINNEAPOLIS_CRYSTAL
55450 | MN_MINNEAPOLIS_ST_PAUL_IN
55473 | MN_FLYING_CLOUD
55474 | MN_MINNEAPOLIS_ST_PAUL_IN
55550 | MN_FLYING_CLOUD
55554 | MN_HUTCHINSON_AWOS
55555 | MN_FLYING_CLOUD
55561 | MN_MINNEAPOLIS_CRYSTAL
55562 | MN_FLYING_CLOUD
55563 | MN_MINNEAPOLIS_CRYSTAL
55564 | MN_FLYING_CLOUD
55565 | MN_MINNEAPOLIS_CRYSTAL
55566 | MN_FLYING_CLOUD
55569 | MN_MINNEAPOLIS_CRYSTAL
55575 | MN_HUTCHINSON_AWOS
55576 | MN_MINNEAPOLIS_CRYSTAL
55580 | MN_ST_CLOUD_REGIONAL_ARPT
55583 | MN_MINNEAPOLIS_CRYSTAL
55584 | MN_ST_CLOUD_REGIONAL_ARPT
55592 | MN_MINNEAPOLIS_CRYSTAL
55594 | MN_FLYING_CLOUD
55595 | MN_MINNEAPOLIS_CRYSTAL
55601 | MN_SILVER_BAY
55602 | MN_TWO_HARBORS
55603 | MN_SILVER_BAY
55605 | MI_HANCOCK_HOUGHTON_CO_AP
55606 | MN_SILVER_BAY
55607 | MN_ELY_MUNI
55609 | MN_TWO_HARBORS
55612 | MN_SILVER_BAY
55616 | MN_TWO_HARBORS
55701 | MN_DULUTH_INTERNATIONAL_A
55703 | MN_ORR
55704 | MN_CRANE_LAKE_AWOS
55705 | MN_EVELETH_MUNI_AWOS
55706 | MN_ELY_MUNI
55707 | MN_CLOQUET_AWOS
55708 | MN_EVELETH_MUNI_AWOS
55709 | MN_GRAND_RAPIDSAWOS
55710 | MN_EVELETH_MUNI_AWOS
55711 | MN_CLOQUET_AWOS
55712 | MN_CRANE_LAKE_AWOS
55713 | MN_HIBBING_CHISHOLM_HIBBI
55716 | MN_GRAND_RAPIDSAWOS
55717 | MN_DULUTH_INTERNATIONAL_A
55718 | MN_CLOQUET_AWOS
55719 | MN_HIBBING_CHISHOLM_HIBBI
55720 | MN_CLOQUET_AWOS
55721 | MN_GRAND_RAPIDSAWOS
55723 | MN_ORR
55724 | MN_DULUTH_INTERNATIONAL_A
55725 | MN_ORR
55726 | MN_CLOQUET_AWOS
55729 | MN_CRANE_LAKE_AWOS
55730 | MN_GRAND_RAPIDSAWOS
55731 | MN_ELY_MUNI
55733 | MN_CLOQUET_AWOS
55734 | MN_EVELETH_MUNI_AWOS
55735 | MN_CRANE_LAKE_AWOS
55736 | MN_CLOQUET_AWOS
55738 | MN_EVELETH_MUNI_AWOS
55742 | MN_GRAND_RAPIDSAWOS
55746 | MN_HIBBING_CHISHOLM_HIBBI
55748 | MN_GRAND_RAPIDSAWOS
55749 | MN_CRANE_LAKE_AWOS
55750 | MN_EVELETH_MUNI_AWOS
55752 | MN_GRAND_RAPIDSAWOS
55753 | MN_HIBBING_CHISHOLM_HIBBI
55756 | MN_CRANE_LAKE_AWOS
55757 | MN_CLOQUET_AWOS
55758 | MN_HIBBING_CHISHOLM_HIBBI
55760 | MN_AITKIN_NDBAWOS
55763 | MN_EVELETH_MUNI_AWOS
55764 | MN_GRAND_RAPIDSAWOS
55765 | MN_HIBBING_CHISHOLM_HIBBI
55766 | MN_EVELETH_MUNI_AWOS
55767 | MN_CRANE_LAKE_AWOS
55768 | MN_EVELETH_MUNI_AWOS
55769 | MN_HIBBING_CHISHOLM_HIBBI
55771 | MN_ORR
55775 | MN_HIBBING_CHISHOLM_HIBBI
55777 | MN_EVELETH_MUNI_AWOS
55779 | MN_DULUTH_INTERNATIONAL_A
55780 | MN_CLOQUET_AWOS
55781 | MN_HIBBING_CHISHOLM_HIBBI
55782 | MN_ELY_MUNI
55783 | MN_CRANE_LAKE_AWOS
55784 | MN_GRAND_RAPIDSAWOS
55785 | MN_AITKIN_NDBAWOS
55786 | MN_GRAND_RAPIDSAWOS
55787 | MN_AITKIN_NDBAWOS
55790 | MN_ELY_MUNI
55791 | MN_DULUTH_INTERNATIONAL_A
55792 | MN_EVELETH_MUNI_AWOS
55793 | MN_GRAND_RAPIDSAWOS
55795 | MN_CRANE_LAKE_AWOS
55796 | MN_ELY_MUNI
55797 | MN_CLOQUET_AWOS
55801 | MN_DULUTH_INTERNATIONAL_A
55901 | MN_ROCHESTER_INTERNATIONA
55909 | MN_AUSTIN_MUNI
55910 | MN_WINONA_MUNI_AWOS
55912 | MN_AUSTIN_MUNI
55919 | WI_LA_CROSSE_MUNICIPAL_AR
55920 | MN_ROCHESTER_INTERNATIONA
55921 | WI_LA_CROSSE_MUNICIPAL_AR
55922 | IA_DECORAH
55923 | MN_ROCHESTER_INTERNATIONA
55924 | MN_OWATONNA_AWOS
55925 | WI_LA_CROSSE_MUNICIPAL_AR
55926 | MN_AUSTIN_MUNI
55927 | MN_ROCHESTER_INTERNATIONA
55931 | IA_DECORAH
55932 | MN_ROCHESTER_INTERNATIONA
55933 | MN_AUSTIN_MUNI
55934 | MN_ROCHESTER_INTERNATIONA
55939 | IA_DECORAH
55940 | MN_AUSTIN_MUNI
55941 | WI_LA_CROSSE_MUNICIPAL_AR
55942 | MN_WINONA_MUNI_AWOS
55943 | WI_LA_CROSSE_MUNICIPAL_AR
55944 | MN_ROCHESTER_INTERNATIONA
55945 | MN_WINONA_MUNI_AWOS
55946 | MN_OWATONNA_AWOS
55947 | WI_LA_CROSSE_MUNICIPAL_AR
55949 | MN_WINONA_MUNI_AWOS
55950 | MN_AUSTIN_MUNI
55952 | MN_WINONA_MUNI_AWOS
55953 | MN_AUSTIN_MUNI
55954 | IA_DECORAH
55955 | MN_ROCHESTER_INTERNATIONA
55956 | MN_RED_WING
55959 | MN_WINONA_MUNI_AWOS
55960 | MN_ROCHESTER_INTERNATIONA
55962 | MN_WINONA_MUNI_AWOS
55963 | MN_ROCHESTER_INTERNATIONA
55964 | MN_WINONA_MUNI_AWOS
55965 | MN_ROCHESTER_INTERNATIONA
55968 | MN_RED_WING
55969 | MN_WINONA_MUNI_AWOS
55970 | MN_AUSTIN_MUNI
55971 | MN_WINONA_MUNI_AWOS
55973 | MN_AUSTIN_MUNI
55974 | IA_DECORAH
55975 | MN_ROCHESTER_INTERNATIONA
55977 | MN_AUSTIN_MUNI
55979 | MN_WINONA_MUNI_AWOS
55981 | MN_RED_WING
55982 | MN_AUSTIN_MUNI
55983 | MN_RED_WING
55985 | MN_ROCHESTER_INTERNATIONA
55987 | MN_WINONA_MUNI_AWOS
55990 | MN_ROCHESTER_INTERNATIONA
55991 | MN_RED_WING
56001 | MN_MANKATOAWOS
56007 | MN_ALBERT_LEA_AWOS
56010 | MN_FAIRMONT_MUNIAWOS
56011 | MN_FLYING_CLOUD
56013 | MN_FAIRMONT_MUNIAWOS
56014 | MN_ALBERT_LEA_AWOS
56017 | MN_MANKATOAWOS
56019 | MN_NEW_ULM_MUNI_AWOS
56020 | MN_ALBERT_LEA_AWOS
56021 | MN_NEW_ULM_MUNI_AWOS
56023 | MN_FAIRMONT_MUNIAWOS
56024 | MN_MANKATOAWOS
56025 | MN_ALBERT_LEA_AWOS
56027 | MN_FAIRMONT_MUNIAWOS
56028 | MN_MANKATOAWOS
56029 | MN_ALBERT_LEA_AWOS
56030 | MN_NEW_ULM_MUNI_AWOS
56031 | MN_FAIRMONT_MUNIAWOS
56032 | MN_ALBERT_LEA_AWOS
56033 | MN_FAIRMONT_MUNIAWOS
56034 | MN_MANKATOAWOS
56035 | MN_ALBERT_LEA_AWOS
56037 | MN_MANKATOAWOS
56039 | MN_FAIRMONT_MUNIAWOS
56041 | MN_NEW_ULM_MUNI_AWOS
56042 | MN_ALBERT_LEA_AWOS
56044 | MN_MANKATOAWOS
56045 | MN_ALBERT_LEA_AWOS
56046 | MN_OWATONNA_AWOS
56047 | MN_FAIRMONT_MUNIAWOS
56048 | MN_MANKATOAWOS
56051 | MN_ALBERT_LEA_AWOS
56052 | MN_FARIBAULT_MUNI_AWOS
56054 | MN_NEW_ULM_MUNI_AWOS
56055 | MN_MANKATOAWOS
56056 | MN_NEW_ULM_MUNI_AWOS
56057 | MN_MANKATOAWOS
56060 | MN_FAIRMONT_MUNIAWOS
56062 | MN_NEW_ULM_MUNI_AWOS
56063 | MN_MANKATOAWOS
56064 | MN_ALBERT_LEA_AWOS
56065 | MN_MANKATOAWOS
56068 | MN_ALBERT_LEA_AWOS
56069 | MN_FARIBAULT_MUNI_AWOS
56071 | MN_FLYING_CLOUD
56072 | MN_ALBERT_LEA_AWOS
56073 | MN_NEW_ULM_MUNI_AWOS
56074 | MN_MANKATOAWOS
56075 | MN_FAIRMONT_MUNIAWOS
56076 | MN_AUSTIN_MUNI
56078 | MN_MANKATOAWOS
56081 | MN_NEW_ULM_MUNI_AWOS
56082 | MN_MANKATOAWOS
56083 | MN_REDWOOD_FALLS_MUNI
56084 | MN_NEW_ULM_MUNI_AWOS
56087 | MN_REDWOOD_FALLS_MUNI
56088 | MN_FAIRMONT_MUNIAWOS
56089 | MN_ALBERT_LEA_AWOS
56090 | MN_MANKATOAWOS
56093 | MN_OWATONNA_AWOS
56096 | MN_FARIBAULT_MUNI_AWOS
56097 | MN_ALBERT_LEA_AWOS
56098 | MN_FAIRMONT_MUNIAWOS
56101 | MN_WORTHINGTON_AWOS
56111 | IA_ESTHERVILLE_MUNI
56113 | MN_MARSHALL_RYANAWOS
56114 | MN_WORTHINGTON_AWOS
56115 | MN_MARSHALL_RYANAWOS
56116 | SD_SIOUX_FALLS_FOSS_FIELD
56117 | MN_WORTHINGTON_AWOS
56120 | MN_FAIRMONT_MUNIAWOS
56121 | IA_ESTHERVILLE_MUNI
56122 | MN_PIPESTONE_AWOS
56123 | MN_WORTHINGTON_AWOS
56127 | IA_ESTHERVILLE_MUNI
56128 | MN_PIPESTONE_AWOS
56129 | IA_SHELDON
56131 | MN_WORTHINGTON_AWOS
56132 | MN_MARSHALL_RYANAWOS
56134 | MN_PIPESTONE_AWOS
56136 | SD_BROOKINGS_AWOS
56137 | MN_WORTHINGTON_AWOS
56138 | SD_SIOUX_FALLS_FOSS_FIELD
56139 | MN_PIPESTONE_AWOS
56141 | MN_WORTHINGTON_AWOS
56142 | MN_MARSHALL_RYANAWOS
56143 | IA_ESTHERVILLE_MUNI
56144 | MN_PIPESTONE_AWOS
56145 | MN_WORTHINGTON_AWOS
56147 | MN_PIPESTONE_AWOS
56150 | MN_WORTHINGTON_AWOS
56151 | MN_PIPESTONE_AWOS
56152 | MN_REDWOOD_FALLS_MUNI
56153 | MN_PIPESTONE_AWOS
56155 | MN_WORTHINGTON_AWOS
56156 | MN_PIPESTONE_AWOS
56157 | MN_MARSHALL_RYANAWOS
56158 | MN_WORTHINGTON_AWOS
56159 | MN_FAIRMONT_MUNIAWOS
56161 | MN_WORTHINGTON_AWOS
56162 | MN_FAIRMONT_MUNIAWOS
56164 | MN_PIPESTONE_AWOS
56165 | MN_WORTHINGTON_AWOS
56166 | MN_REDWOOD_FALLS_MUNI
56167 | MN_WORTHINGTON_AWOS
56169 | MN_MARSHALL_RYANAWOS
56170 | MN_PIPESTONE_AWOS
56171 | MN_FAIRMONT_MUNIAWOS
56172 | MN_WORTHINGTON_AWOS
56173 | SD_SIOUX_FALLS_FOSS_FIELD
56174 | MN_WORTHINGTON_AWOS
56175 | MN_MARSHALL_RYANAWOS
56176 | MN_FAIRMONT_MUNIAWOS
56177 | MN_PIPESTONE_AWOS
56178 | MN_MARSHALL_RYANAWOS
56181 | MN_FAIRMONT_MUNIAWOS
56183 | MN_WORTHINGTON_AWOS
56186 | MN_PIPESTONE_AWOS
56187 | MN_WORTHINGTON_AWOS
56201 | MN_WILLMAR
56207 | MN_MORRIS_MUNI_AWOS
56208 | MN_BENSON_MUNI
56209 | MN_LITCHFIELD_MUNI
56210 | MN_WHEATON_NDB_AWOS
56212 | MN_BENSON_MUNI
56214 | MN_REDWOOD_FALLS_MUNI
56215 | MN_BENSON_MUNI
56216 | MN_WILLMAR
56218 | MN_MARSHALL_RYANAWOS
56219 | MN_WHEATON_NDB_AWOS
56220 | MN_MARSHALL_RYANAWOS
56221 | MN_MORRIS_MUNI_AWOS
56222 | MN_WILLMAR
56223 | MN_MARSHALL_RYANAWOS
56224 | MN_REDWOOD_FALLS_MUNI
56225 | MN_WHEATON_NDB_AWOS
56226 | MN_BENSON_MUNI
56227 | MN_MORRIS_MUNI_AWOS
56228 | MN_LITCHFIELD_MUNI
56229 | MN_MARSHALL_RYANAWOS
56230 | MN_REDWOOD_FALLS_MUNI
56231 | MN_BENSON_MUNI
56235 | MN_MORRIS_MUNI_AWOS
56236 | MN_WHEATON_NDB_AWOS
56237 | MN_REDWOOD_FALLS_MUNI
56239 | MN_MARSHALL_RYANAWOS
56240 | MN_WHEATON_NDB_AWOS
56241 | MN_MARSHALL_RYANAWOS
56243 | MN_LITCHFIELD_MUNI
56244 | MN_MORRIS_MUNI_AWOS
56245 | MN_MARSHALL_RYANAWOS
56246 | MN_WILLMAR
56248 | MN_WHEATON_NDB_AWOS
56249 | MN_BENSON_MUNI
56251 | MN_WILLMAR
56255 | MN_REDWOOD_FALLS_MUNI
56256 | MN_BENSON_MUNI
56257 | SD_WATERTOWN_MUNICIPAL_AP
56258 | MN_MARSHALL_RYANAWOS
56260 | MN_WILLMAR
56262 | MN_BENSON_MUNI
56263 | MN_MARSHALL_RYANAWOS
56265 | MN_BENSON_MUNI
56266 | MN_REDWOOD_FALLS_MUNI
56267 | MN_MORRIS_MUNI_AWOS
56270 | MN_REDWOOD_FALLS_MUNI
56271 | MN_BENSON_MUNI
56272 | SD_WATERTOWN_MUNICIPAL_AP
56273 | MN_WILLMAR
56274 | MN_WHEATON_NDB_AWOS
56276 | MN_MORRIS_MUNI_AWOS
56277 | MN_REDWOOD_FALLS_MUNI
56278 | MN_WHEATON_NDB_AWOS
56279 | MN_WILLMAR
56280 | MN_MARSHALL_RYANAWOS
56281 | MN_WILLMAR
56283 | MN_REDWOOD_FALLS_MUNI
56288 | MN_WILLMAR
56291 | MN_MARSHALL_RYANAWOS
56292 | MN_REDWOOD_FALLS_MUNI
56295 | MN_BENSON_MUNI
56296 | MN_WHEATON_NDB_AWOS
56297 | MN_MARSHALL_RYANAWOS
56301 | MN_ST_CLOUD_REGIONAL_ARPT
56307 | MN_LITTLE_FALLS_AWOS
56308 | MN_ALEXANDRIA_MUNICIPAL_A
56309 | MN_FERGUS_FALLSAWOS
56310 | MN_ST_CLOUD_REGIONAL_ARPT
56311 | MN_ALEXANDRIA_MUNICIPAL_A
56312 | MN_GLENWOOD_ASOS
56313 | MN_MORA_MUNI_AWOS
56314 | MN_LITTLE_FALLS_AWOS
56315 | MN_ALEXANDRIA_MUNICIPAL_A
56316 | MN_GLENWOOD_ASOS
56317 | MN_LITTLE_FALLS_AWOS
56319 | MN_ALEXANDRIA_MUNICIPAL_A
56320 | MN_ST_CLOUD_REGIONAL_ARPT
56323 | MN_MORRIS_MUNI_AWOS
56324 | MN_FERGUS_FALLSAWOS
56325 | MN_GLENWOOD_ASOS
56326 | MN_ALEXANDRIA_MUNICIPAL_A
56328 | MN_LITTLE_FALLS_AWOS
56329 | MN_ST_CLOUD_REGIONAL_ARPT
56331 | MN_LITTLE_FALLS_AWOS
56332 | MN_ALEXANDRIA_MUNICIPAL_A
56333 | MN_ST_CLOUD_REGIONAL_ARPT
56334 | MN_GLENWOOD_ASOS
56336 | MN_LITTLE_FALLS_AWOS
56339 | MN_ALEXANDRIA_MUNICIPAL_A
56340 | MN_LITTLE_FALLS_AWOS
56341 | MN_ALEXANDRIA_MUNICIPAL_A
56342 | MN_MORA_MUNI_AWOS
56343 | MN_ALEXANDRIA_MUNICIPAL_A
56344 | MN_LITTLE_FALLS_AWOS
56349 | MN_GLENWOOD_ASOS
56350 | MN_MORA_MUNI_AWOS
56352 | MN_GLENWOOD_ASOS
56353 | MN_MORA_MUNI_AWOS
56354 | MN_ALEXANDRIA_MUNICIPAL_A
56356 | MN_GLENWOOD_ASOS
56357 | MN_ST_CLOUD_REGIONAL_ARPT
56358 | MN_MORA_MUNI_AWOS
56360 | MN_ALEXANDRIA_MUNICIPAL_A
56362 | MN_LITCHFIELD_MUNI
56363 | MN_CAMBRIDGE_MUNI
56364 | MN_LITTLE_FALLS_AWOS
56367 | MN_ST_CLOUD_REGIONAL_ARPT
56368 | MN_LITCHFIELD_MUNI
56369 | MN_ST_CLOUD_REGIONAL_ARPT
56371 | MN_LITCHFIELD_MUNI
56372 | MN_ST_CLOUD_REGIONAL_ARPT
56373 | MN_LITTLE_FALLS_AWOS
56374 | MN_ST_CLOUD_REGIONAL_ARPT
56376 | MN_LITCHFIELD_MUNI
56377 | MN_ST_CLOUD_REGIONAL_ARPT
56378 | MN_GLENWOOD_ASOS
56379 | MN_ST_CLOUD_REGIONAL_ARPT
56381 | MN_GLENWOOD_ASOS
56382 | MN_LITTLE_FALLS_AWOS
56385 | MN_GLENWOOD_ASOS
56386 | MN_MORA_MUNI_AWOS
56387 | MN_ST_CLOUD_REGIONAL_ARPT
56389 | MN_GLENWOOD_ASOS
56393 | MN_ST_CLOUD_REGIONAL_ARPT
56401 | MN_BRAINERD_WIELAND
56430 | MN_PARK_RAPIDS_MUNICIPAL
56431 | MN_AITKIN_NDBAWOS
56433 | MN_PARK_RAPIDS_MUNICIPAL
56437 | MN_ALEXANDRIA_MUNICIPAL_A
56438 | MN_LITTLE_FALLS_AWOS
56440 | MN_ALEXANDRIA_MUNICIPAL_A
56441 | MN_BRAINERD_WIELAND
56443 | MN_LITTLE_FALLS_AWOS
56444 | MN_AITKIN_NDBAWOS
56446 | MN_ALEXANDRIA_MUNICIPAL_A
56447 | MN_AITKIN_NDBAWOS
56449 | MN_LITTLE_FALLS_AWOS
56450 | MN_BRAINERD_WIELAND
56452 | MN_PARK_RAPIDS_MUNICIPAL
56453 | MN_ALEXANDRIA_MUNICIPAL_A
56455 | MN_BRAINERD_WIELAND
56458 | MN_BEMIDJI_MUNICIPAL
56459 | MN_BRAINERD_WIELAND
56460 | MN_BEMIDJI_MUNICIPAL
56464 | MN_PARK_RAPIDS_MUNICIPAL
56465 | MN_BRAINERD_WIELAND
56467 | MN_PARK_RAPIDS_MUNICIPAL
56468 | MN_BRAINERD_WIELAND
56469 | MN_AITKIN_NDBAWOS
56470 | MN_PARK_RAPIDS_MUNICIPAL
56472 | MN_BRAINERD_WIELAND
56475 | MN_LITTLE_FALLS_AWOS
56477 | MN_PARK_RAPIDS_MUNICIPAL
56479 | MN_BRAINERD_WIELAND
56481 | MN_PARK_RAPIDS_MUNICIPAL
56501 | MN_DETROIT_LAKESAWOS
56510 | ND_FARGO_HECTOR_INTERNATI
56511 | MN_DETROIT_LAKESAWOS
56513 | ND_FARGO_HECTOR_INTERNATI
56515 | MN_FERGUS_FALLSAWOS
56516 | MN_FOSSTONAWOS
56517 | MN_CROOKSTON_MUNI_FLD
56518 | MN_PARK_RAPIDS_MUNICIPAL
56519 | ND_FARGO_HECTOR_INTERNATI
56520 | MN_FERGUS_FALLSAWOS
56521 | MN_DETROIT_LAKESAWOS
56522 | MN_FERGUS_FALLSAWOS
56523 | MN_CROOKSTON_MUNI_FLD
56524 | MN_FERGUS_FALLSAWOS
56525 | ND_FARGO_HECTOR_INTERNATI
56527 | MN_ALEXANDRIA_MUNICIPAL_A
56528 | MN_DETROIT_LAKESAWOS
56529 | ND_FARGO_HECTOR_INTERNATI
56531 | MN_FERGUS_FALLSAWOS
56535 | MN_FOSSTONAWOS
56536 | ND_FARGO_HECTOR_INTERNATI
56537 | MN_FERGUS_FALLSAWOS
56540 | MN_FOSSTONAWOS
56541 | MN_DETROIT_LAKESAWOS
56542 | MN_FOSSTONAWOS
56543 | MN_FERGUS_FALLSAWOS
56544 | MN_DETROIT_LAKESAWOS
56545 | MN_FOSSTONAWOS
56546 | ND_FARGO_HECTOR_INTERNATI
56549 | MN_DETROIT_LAKESAWOS
56550 | ND_FARGO_HECTOR_INTERNATI
56551 | MN_ALEXANDRIA_MUNICIPAL_A
56552 | MN_DETROIT_LAKESAWOS
56553 | MN_FERGUS_FALLSAWOS
56554 | MN_DETROIT_LAKESAWOS
56556 | MN_FOSSTONAWOS
56560 | ND_FARGO_HECTOR_INTERNATI
56565 | MN_FERGUS_FALLSAWOS
56566 | MN_FOSSTONAWOS
56567 | MN_PARK_RAPIDS_MUNICIPAL
56568 | MN_CROOKSTON_MUNI_FLD
56569 | MN_DETROIT_LAKESAWOS
56570 | MN_PARK_RAPIDS_MUNICIPAL
56571 | MN_FERGUS_FALLSAWOS
56573 | MN_DETROIT_LAKESAWOS
56574 | ND_FARGO_HECTOR_INTERNATI
56575 | MN_PARK_RAPIDS_MUNICIPAL
56576 | MN_FERGUS_FALLSAWOS
56577 | MN_DETROIT_LAKESAWOS
56579 | MN_FERGUS_FALLSAWOS
56580 | ND_FARGO_HECTOR_INTERNATI
56581 | MN_CROOKSTON_MUNI_FLD
56583 | MN_WHEATON_NDB_AWOS
56584 | MN_FOSSTONAWOS
56585 | MN_DETROIT_LAKESAWOS
56586 | MN_FERGUS_FALLSAWOS
56587 | MN_DETROIT_LAKESAWOS
56588 | MN_ALEXANDRIA_MUNICIPAL_A
56589 | MN_DETROIT_LAKESAWOS
56590 | MN_FERGUS_FALLSAWOS
56591 | MN_DETROIT_LAKESAWOS
56592 | MN_FOSSTONAWOS
56593 | MN_PARK_RAPIDS_MUNICIPAL
56594 | ND_FARGO_HECTOR_INTERNATI
56601 | MN_BEMIDJI_MUNICIPAL
56621 | MN_FOSSTONAWOS
56623 | MN_BAUDETTE_INTERNATIONAL
56626 | MN_GRAND_RAPIDSAWOS
56627 | MN_INTERNATIONAL_FALLS_IN
56628 | MN_GRAND_RAPIDSAWOS
56629 | MN_BAUDETTE_INTERNATIONAL
56630 | MN_BEMIDJI_MUNICIPAL
56631 | MN_GRAND_RAPIDSAWOS
56633 | MN_BEMIDJI_MUNICIPAL
56634 | MN_FOSSTONAWOS
56636 | MN_GRAND_RAPIDSAWOS
56639 | MN_ORR
56641 | MN_GRAND_RAPIDSAWOS
56644 | MN_FOSSTONAWOS
56647 | MN_BEMIDJI_MUNICIPAL
56649 | MN_INTERNATIONAL_FALLS_IN
56650 | MN_BEMIDJI_MUNICIPAL
56651 | MN_FOSSTONAWOS
56652 | MN_BEMIDJI_MUNICIPAL
56653 | MN_INTERNATIONAL_FALLS_IN
56655 | MN_GRAND_RAPIDSAWOS
56658 | MN_INTERNATIONAL_FALLS_IN
56659 | MN_GRAND_RAPIDSAWOS
56660 | MN_BEMIDJI_MUNICIPAL
56662 | MN_AITKIN_NDBAWOS
56663 | MN_BEMIDJI_MUNICIPAL
56668 | MN_INTERNATIONAL_FALLS_IN
56670 | MN_BEMIDJI_MUNICIPAL
56672 | MN_GRAND_RAPIDSAWOS
56673 | MN_BAUDETTE_INTERNATIONAL
56676 | MN_BEMIDJI_MUNICIPAL
56679 | MN_INTERNATIONAL_FALLS_IN
56680 | MN_GRAND_RAPIDSAWOS
56681 | MN_BEMIDJI_MUNICIPAL
56682 | MN_ROSEAU_MUNI_AWOS
56683 | MN_BEMIDJI_MUNICIPAL
56684 | MN_FOSSTONAWOS
56685 | MN_BAUDETTE_INTERNATIONAL
56687 | MN_BEMIDJI_MUNICIPAL
56688 | MN_GRAND_RAPIDSAWOS
56701 | MN_THIEF_RIVERAWOS
56710 | ND_GRAND_FORKS_INTERNATIO
56711 | MN_ROSEAU_MUNI_AWOS
56712 | MN_CROOKSTON_MUNI_FLD
56713 | ND_GRAND_FORKS_INTERNATIO
56714 | MN_ROSEAU_MUNI_AWOS
56715 | MN_THIEF_RIVERAWOS
56716 | MN_CROOKSTON_MUNI_FLD
56720 | MN_HALLOCK
56721 | ND_GRAND_FORKS_INTERNATIO
56722 | MN_CROOKSTON_MUNI_FLD
56724 | MN_ROSEAU_MUNI_AWOS
56725 | MN_THIEF_RIVERAWOS
56726 | MN_ROSEAU_MUNI_AWOS
56727 | MN_THIEF_RIVERAWOS
56728 | MN_HALLOCK
56736 | MN_FOSSTONAWOS
56737 | MN_THIEF_RIVERAWOS
56740 | MN_HALLOCK
56741 | MN_BAUDETTE_INTERNATIONAL
56742 | MN_FOSSTONAWOS
56744 | ND_GRAND_FORKS_INTERNATIO
56748 | MN_THIEF_RIVERAWOS
56751 | MN_ROSEAU_MUNI_AWOS
56754 | MN_THIEF_RIVERAWOS
56755 | MN_HALLOCK
56756 | MN_ROSEAU_MUNI_AWOS
56757 | MN_HALLOCK
56759 | MN_ROSEAU_MUNI_AWOS
56760 | MN_THIEF_RIVERAWOS
56761 | MN_ROSEAU_MUNI_AWOS
56762 | MN_CROOKSTON_MUNI_FLD
56763 | MN_ROSEAU_MUNI_AWOS
57001 | IA_LE_MARS
57002 | SD_BROOKINGS_AWOS
57003 | SD_SIOUX_FALLS_FOSS_FIELD
57004 | SD_CHAN_GURNEY_MUNI
57005 | SD_SIOUX_FALLS_FOSS_FIELD
57006 | SD_BROOKINGS_AWOS
57010 | SD_CHAN_GURNEY_MUNI
57012 | SD_SIOUX_FALLS_FOSS_FIELD
57014 | SD_CHAN_GURNEY_MUNI
57015 | SD_SIOUX_FALLS_FOSS_FIELD
57017 | SD_BROOKINGS_AWOS
57018 | SD_SIOUX_FALLS_FOSS_FIELD
57024 | MN_PIPESTONE_AWOS
57025 | IA_LE_MARS
57026 | SD_BROOKINGS_AWOS
57027 | IA_ORANGE_CITY
57028 | MN_PIPESTONE_AWOS
57029 | SD_CHAN_GURNEY_MUNI
57030 | SD_SIOUX_FALLS_FOSS_FIELD
57031 | SD_CHAN_GURNEY_MUNI
57032 | SD_SIOUX_FALLS_FOSS_FIELD
57034 | IA_ORANGE_CITY
57035 | SD_SIOUX_FALLS_FOSS_FIELD
57037 | SD_CHAN_GURNEY_MUNI
57038 | IA_SIOUX_CITY_SIOUX_GATEW
57039 | SD_SIOUX_FALLS_FOSS_FIELD
57040 | SD_CHAN_GURNEY_MUNI
57041 | SD_SIOUX_FALLS_FOSS_FIELD
57042 | SD_BROOKINGS_AWOS
57043 | SD_CHAN_GURNEY_MUNI
57047 | SD_SIOUX_FALLS_FOSS_FIELD
57049 | IA_SIOUX_CITY_SIOUX_GATEW
57050 | SD_BROOKINGS_AWOS
57052 | SD_CHAN_GURNEY_MUNI
57053 | SD_SIOUX_FALLS_FOSS_FIELD
57054 | SD_BROOKINGS_AWOS
57055 | SD_SIOUX_FALLS_FOSS_FIELD
57057 | SD_BROOKINGS_AWOS
57058 | SD_MITCHELL_AWOS
57059 | SD_CHAN_GURNEY_MUNI
57061 | SD_BROOKINGS_AWOS
57062 | SD_CHAN_GURNEY_MUNI
57064 | SD_SIOUX_FALLS_FOSS_FIELD
57065 | MN_PIPESTONE_AWOS
57066 | SD_CHAN_GURNEY_MUNI
57068 | SD_SIOUX_FALLS_FOSS_FIELD
57069 | SD_CHAN_GURNEY_MUNI
57071 | SD_BROOKINGS_AWOS
57072 | SD_CHAN_GURNEY_MUNI
57074 | MN_PIPESTONE_AWOS
57075 | SD_BROOKINGS_AWOS
57077 | SD_SIOUX_FALLS_FOSS_FIELD
57078 | SD_CHAN_GURNEY_MUNI
57101 | SD_SIOUX_FALLS_FOSS_FIELD
57201 | SD_WATERTOWN_MUNICIPAL_AP
57212 | SD_BROOKINGS_AWOS
57216 | MN_WHEATON_NDB_AWOS
57217 | SD_WATERTOWN_MUNICIPAL_AP
57218 | SD_BROOKINGS_AWOS
57219 | SD_ABERDEEN_REGIONAL_ARPT
57220 | SD_BROOKINGS_AWOS
57221 | SD_WATERTOWN_MUNICIPAL_AP
57224 | MN_WHEATON_NDB_AWOS
57225 | SD_WATERTOWN_MUNICIPAL_AP
57227 | MN_WHEATON_NDB_AWOS
57231 | SD_HURON_REGIONAL_ARPT
57232 | MN_WHEATON_NDB_AWOS
57233 | SD_BROOKINGS_AWOS
57234 | SD_WATERTOWN_MUNICIPAL_AP
57244 | SD_BROOKINGS_AWOS
57245 | SD_WATERTOWN_MUNICIPAL_AP
57247 | MN_WHEATON_NDB_AWOS
57248 | SD_WATERTOWN_MUNICIPAL_AP
57249 | SD_BROOKINGS_AWOS
57251 | SD_WATERTOWN_MUNICIPAL_AP
57255 | MN_WHEATON_NDB_AWOS
57256 | SD_WATERTOWN_MUNICIPAL_AP
57257 | MN_WHEATON_NDB_AWOS
57258 | SD_HURON_REGIONAL_ARPT
57259 | SD_WATERTOWN_MUNICIPAL_AP
57260 | MN_WHEATON_NDB_AWOS
57261 | SD_WATERTOWN_MUNICIPAL_AP
57262 | MN_WHEATON_NDB_AWOS
57263 | SD_WATERTOWN_MUNICIPAL_AP
57268 | SD_BROOKINGS_AWOS
57269 | SD_WATERTOWN_MUNICIPAL_AP
57270 | MN_WHEATON_NDB_AWOS
57271 | SD_WATERTOWN_MUNICIPAL_AP
57276 | SD_BROOKINGS_AWOS
57278 | SD_WATERTOWN_MUNICIPAL_AP
57279 | MN_WHEATON_NDB_AWOS
57301 | SD_MITCHELL_AWOS
57312 | SD_HURON_REGIONAL_ARPT
57313 | SD_MITCHELL_AWOS
57315 | SD_CHAN_GURNEY_MUNI
57317 | NE_ONEILL_BAKER_FIELD
57319 | SD_MITCHELL_AWOS
57322 | SD_HURON_REGIONAL_ARPT
57325 | SD_MITCHELL_AWOS
57326 | SD_PIERRE_MUNICIPAL_AP
57328 | SD_MITCHELL_AWOS
57329 | SD_CHAN_GURNEY_MUNI
57330 | SD_MITCHELL_AWOS
57335 | NE_ONEILL_BAKER_FIELD
57337 | SD_MITCHELL_AWOS
57339 | SD_PIERRE_MUNICIPAL_AP
57340 | SD_MITCHELL_AWOS
57341 | SD_HURON_REGIONAL_ARPT
57342 | SD_MITCHELL_AWOS
57345 | SD_PIERRE_MUNICIPAL_AP
57348 | SD_HURON_REGIONAL_ARPT
57349 | SD_MITCHELL_AWOS
57350 | SD_HURON_REGIONAL_ARPT
57354 | SD_CHAN_GURNEY_MUNI
57355 | SD_MITCHELL_AWOS
57358 | SD_HURON_REGIONAL_ARPT
57359 | SD_MITCHELL_AWOS
57361 | NE_ONEILL_BAKER_FIELD
57362 | SD_HURON_REGIONAL_ARPT
57363 | SD_MITCHELL_AWOS
57365 | SD_PIERRE_MUNICIPAL_AP
57366 | SD_MITCHELL_AWOS
57367 | NE_ONEILL_BAKER_FIELD
57368 | SD_MITCHELL_AWOS
57371 | SD_HURON_REGIONAL_ARPT
57374 | SD_MITCHELL_AWOS
57376 | SD_CHAN_GURNEY_MUNI
57379 | SD_HURON_REGIONAL_ARPT
57380 | NE_ONEILL_BAKER_FIELD
57381 | SD_HURON_REGIONAL_ARPT
57383 | SD_MITCHELL_AWOS
57384 | SD_HURON_REGIONAL_ARPT
57385 | SD_MITCHELL_AWOS
57386 | SD_HURON_REGIONAL_ARPT
57401 | SD_ABERDEEN_REGIONAL_ARPT
57420 | SD_MOBRIDGE
57421 | SD_ABERDEEN_REGIONAL_ARPT
57428 | SD_MOBRIDGE
57429 | SD_ABERDEEN_REGIONAL_ARPT
57436 | SD_HURON_REGIONAL_ARPT
57437 | SD_MOBRIDGE
57438 | SD_ABERDEEN_REGIONAL_ARPT
57440 | SD_HURON_REGIONAL_ARPT
57441 | SD_ABERDEEN_REGIONAL_ARPT
57442 | SD_MOBRIDGE
57445 | SD_ABERDEEN_REGIONAL_ARPT
57448 | SD_MOBRIDGE
57449 | SD_ABERDEEN_REGIONAL_ARPT
57450 | SD_MOBRIDGE
57451 | SD_ABERDEEN_REGIONAL_ARPT
57452 | SD_MOBRIDGE
57454 | SD_ABERDEEN_REGIONAL_ARPT
57455 | SD_MOBRIDGE
57456 | SD_ABERDEEN_REGIONAL_ARPT
57466 | SD_MOBRIDGE
57467 | SD_ABERDEEN_REGIONAL_ARPT
57469 | SD_HURON_REGIONAL_ARPT
57470 | SD_ABERDEEN_REGIONAL_ARPT
57472 | SD_MOBRIDGE
57474 | SD_ABERDEEN_REGIONAL_ARPT
57475 | SD_MOBRIDGE
57476 | SD_HURON_REGIONAL_ARPT
57477 | SD_ABERDEEN_REGIONAL_ARPT
57501 | SD_PIERRE_MUNICIPAL_AP
57523 | NE_AINSWORTH_MUNICIPAL
57526 | NE_VALENTINE_MILLER_FIELD
57528 | NE_AINSWORTH_MUNICIPAL
57531 | SD_PIERRE_MUNICIPAL_AP
57533 | NE_AINSWORTH_MUNICIPAL
57534 | SD_PIERRE_MUNICIPAL_AP
57538 | NE_ONEILL_BAKER_FIELD
57540 | SD_PIERRE_MUNICIPAL_AP
57541 | NE_VALENTINE_MILLER_FIELD
57542 | SD_MITCHELL_AWOS
57543 | SD_PIERRE_MUNICIPAL_AP
57547 | NE_VALENTINE_MILLER_FIELD
57548 | SD_PIERRE_MUNICIPAL_AP
57551 | NE_VALENTINE_MILLER_FIELD
57552 | SD_PIERRE_MUNICIPAL_AP
57555 | NE_VALENTINE_MILLER_FIELD
57557 | SD_PIERRE_MUNICIPAL_AP
57560 | NE_VALENTINE_MILLER_FIELD
57562 | SD_PIERRE_MUNICIPAL_AP
57563 | NE_VALENTINE_MILLER_FIELD
57564 | SD_PIERRE_MUNICIPAL_AP
57566 | NE_VALENTINE_MILLER_FIELD
57567 | SD_RAPID_CITY_REGIONAL_AR
57568 | SD_PIERRE_MUNICIPAL_AP
57570 | NE_VALENTINE_MILLER_FIELD
57571 | NE_ONEILL_BAKER_FIELD
57572 | NE_VALENTINE_MILLER_FIELD
57576 | SD_PIERRE_MUNICIPAL_AP
57577 | NE_VALENTINE_MILLER_FIELD
57578 | NE_AINSWORTH_MUNICIPAL
57579 | NE_VALENTINE_MILLER_FIELD
57601 | SD_MOBRIDGE
57620 | ND_DICKINSON_MUNICIPAL_AP
57621 | SD_MOBRIDGE
57622 | SD_PIERRE_MUNICIPAL_AP
57623 | SD_MOBRIDGE
57626 | SD_ELLSWORTH_AFB
57628 | SD_MOBRIDGE
57638 | ND_DICKINSON_MUNICIPAL_AP
57639 | SD_MOBRIDGE
57640 | ND_DICKINSON_MUNICIPAL_AP
57641 | SD_MOBRIDGE
57649 | SD_ELLSWORTH_AFB
57650 | ND_DICKINSON_MUNICIPAL_AP
57652 | SD_MOBRIDGE
57653 | ND_DICKINSON_MUNICIPAL_AP
57656 | SD_MOBRIDGE
57701 | SD_ELLSWORTH_AFB
57714 | NE_CHADRON_MUNICIPAL_AP
57717 | SD_ELLSWORTH_AFB
57719 | SD_RAPID_CITY_REGIONAL_AR
57720 | ND_DICKINSON_MUNICIPAL_AP
57722 | SD_RAPID_CITY_REGIONAL_AR
57724 | ND_DICKINSON_MUNICIPAL_AP
57725 | SD_RAPID_CITY_REGIONAL_AR
57732 | SD_ELLSWORTH_AFB
57735 | SD_RAPID_CITY_REGIONAL_AR
57736 | SD_ELLSWORTH_AFB
57738 | SD_RAPID_CITY_REGIONAL_AR
57741 | SD_ELLSWORTH_AFB
57744 | SD_RAPID_CITY_REGIONAL_AR
57745 | SD_ELLSWORTH_AFB
57747 | NE_CHADRON_MUNICIPAL_AP
57748 | SD_ELLSWORTH_AFB
57750 | SD_RAPID_CITY_REGIONAL_AR
57752 | NE_CHADRON_MUNICIPAL_AP
57754 | SD_ELLSWORTH_AFB
57755 | ND_DICKINSON_MUNICIPAL_AP
57756 | NE_CHADRON_MUNICIPAL_AP
57758 | SD_ELLSWORTH_AFB
57761 | SD_RAPID_CITY_REGIONAL_AR
57762 | SD_ELLSWORTH_AFB
57763 | NE_CHADRON_MUNICIPAL_AP
57765 | SD_ELLSWORTH_AFB
57766 | NE_CHADRON_MUNICIPAL_AP
57767 | SD_RAPID_CITY_REGIONAL_AR
57769 | SD_ELLSWORTH_AFB
57770 | NE_CHADRON_MUNICIPAL_AP
57773 | SD_RAPID_CITY_REGIONAL_AR
57774 | NE_CHADRON_MUNICIPAL_AP
57775 | SD_RAPID_CITY_REGIONAL_AR
57776 | SD_ELLSWORTH_AFB
57780 | SD_RAPID_CITY_REGIONAL_AR
57782 | NE_CHADRON_MUNICIPAL_AP
57783 | SD_ELLSWORTH_AFB
57790 | SD_RAPID_CITY_REGIONAL_AR
57792 | SD_ELLSWORTH_AFB
57794 | NE_CHADRON_MUNICIPAL_AP
57799 | SD_ELLSWORTH_AFB
58001 | MN_FERGUS_FALLSAWOS
58002 | ND_FARGO_HECTOR_INTERNATI
58008 | MN_FERGUS_FALLSAWOS
58009 | ND_FARGO_HECTOR_INTERNATI
58013 | MN_WHEATON_NDB_AWOS
58014 | ND_FARGO_HECTOR_INTERNATI
58017 | SD_ABERDEEN_REGIONAL_ARPT
58018 | ND_FARGO_HECTOR_INTERNATI
58030 | MN_WHEATON_NDB_AWOS
58031 | ND_JAMESTOWN_MUNICIPAL_AR
58032 | SD_ABERDEEN_REGIONAL_ARPT
58033 | ND_JAMESTOWN_MUNICIPAL_AR
58035 | ND_FARGO_HECTOR_INTERNATI
58039 | MN_FERGUS_FALLSAWOS
58040 | SD_ABERDEEN_REGIONAL_ARPT
58041 | MN_WHEATON_NDB_AWOS
58042 | ND_FARGO_HECTOR_INTERNATI
58043 | SD_ABERDEEN_REGIONAL_ARPT
58045 | ND_FARGO_HECTOR_INTERNATI
58046 | ND_GRAND_FORKS_AF
58047 | ND_FARGO_HECTOR_INTERNATI
58049 | ND_JAMESTOWN_MUNICIPAL_AR
58051 | ND_FARGO_HECTOR_INTERNATI
58053 | MN_WHEATON_NDB_AWOS
58054 | ND_FARGO_HECTOR_INTERNATI
58056 | ND_JAMESTOWN_MUNICIPAL_AR
58057 | ND_FARGO_HECTOR_INTERNATI
58058 | MN_WHEATON_NDB_AWOS
58059 | ND_FARGO_HECTOR_INTERNATI
58061 | MN_FERGUS_FALLSAWOS
58062 | ND_JAMESTOWN_MUNICIPAL_AR
58064 | ND_FARGO_HECTOR_INTERNATI
58065 | ND_JAMESTOWN_MUNICIPAL_AR
58067 | MN_WHEATON_NDB_AWOS
58068 | ND_FARGO_HECTOR_INTERNATI
58069 | SD_ABERDEEN_REGIONAL_ARPT
58071 | ND_FARGO_HECTOR_INTERNATI
58072 | ND_JAMESTOWN_MUNICIPAL_AR
58074 | MN_FERGUS_FALLSAWOS
58077 | ND_FARGO_HECTOR_INTERNATI
58081 | MN_FERGUS_FALLSAWOS
58102 | ND_FARGO_HECTOR_INTERNATI
58201 | ND_GRAND_FORKS_INTERNATIO
58210 | ND_DEVILS_LAKEAWOS
58212 | ND_GRAND_FORKS_AF
58216 | MN_HALLOCK
58218 | ND_GRAND_FORKS_INTERNATIO
58219 | MN_CROOKSTON_MUNI_FLD
58220 | MN_HALLOCK
58223 | ND_GRAND_FORKS_INTERNATIO
58224 | ND_GRAND_FORKS_AF
58225 | MN_HALLOCK
58227 | ND_GRAND_FORKS_AF
58229 | ND_DEVILS_LAKEAWOS
58230 | ND_GRAND_FORKS_AF
58236 | MN_HALLOCK
58237 | ND_GRAND_FORKS_AF
58238 | MN_HALLOCK
58239 | ND_DEVILS_LAKEAWOS
58240 | ND_GRAND_FORKS_AF
58241 | MN_HALLOCK
58244 | ND_GRAND_FORKS_AF
58249 | ND_DEVILS_LAKEAWOS
58250 | ND_GRAND_FORKS_AF
58255 | ND_DEVILS_LAKEAWOS
58256 | ND_GRAND_FORKS_INTERNATIO
58258 | ND_GRAND_FORKS_AF
58260 | MN_HALLOCK
58261 | ND_GRAND_FORKS_AF
58262 | MN_HALLOCK
58266 | ND_GRAND_FORKS_AF
58269 | ND_DEVILS_LAKEAWOS
58270 | ND_GRAND_FORKS_AF
58271 | MN_HALLOCK
58272 | ND_GRAND_FORKS_AF
58275 | ND_GRAND_FORKS_INTERNATIO
58276 | MN_HALLOCK
58277 | ND_GRAND_FORKS_AF
58278 | ND_GRAND_FORKS_INTERNATIO
58281 | ND_DEVILS_LAKEAWOS
58282 | MN_HALLOCK
58301 | ND_DEVILS_LAKEAWOS
58318 | ND_MINOT_AFB
58319 | ND_DEVILS_LAKEAWOS
58329 | ND_MINOT_AFB
58330 | ND_DEVILS_LAKEAWOS
58359 | ND_MINOT_FAA_AP
58361 | ND_DEVILS_LAKEAWOS
58384 | ND_MINOT_AFB
58385 | ND_DEVILS_LAKEAWOS
58401 | ND_JAMESTOWN_MUNICIPAL_AR
58413 | SD_ABERDEEN_REGIONAL_ARPT
58415 | ND_JAMESTOWN_MUNICIPAL_AR
58416 | ND_DEVILS_LAKEAWOS
58420 | ND_JAMESTOWN_MUNICIPAL_AR
58421 | ND_DEVILS_LAKEAWOS
58424 | ND_JAMESTOWN_MUNICIPAL_AR
58428 | ND_BISMARCK_MUNICIPAL_ARP
58429 | ND_JAMESTOWN_MUNICIPAL_AR
58430 | ND_BISMARCK_MUNICIPAL_ARP
58431 | ND_JAMESTOWN_MUNICIPAL_AR
58436 | SD_ABERDEEN_REGIONAL_ARPT
58438 | ND_DEVILS_LAKEAWOS
58439 | SD_ABERDEEN_REGIONAL_ARPT
58440 | ND_JAMESTOWN_MUNICIPAL_AR
58441 | SD_ABERDEEN_REGIONAL_ARPT
58442 | ND_JAMESTOWN_MUNICIPAL_AR
58444 | ND_BISMARCK_MUNICIPAL_ARP
58445 | ND_DEVILS_LAKEAWOS
58448 | ND_JAMESTOWN_MUNICIPAL_AR
58451 | ND_BISMARCK_MUNICIPAL_ARP
58452 | ND_JAMESTOWN_MUNICIPAL_AR
58460 | SD_ABERDEEN_REGIONAL_ARPT
58461 | ND_JAMESTOWN_MUNICIPAL_AR
58463 | ND_BISMARCK_MUNICIPAL_ARP
58464 | ND_DEVILS_LAKEAWOS
58466 | ND_JAMESTOWN_MUNICIPAL_AR
58474 | SD_ABERDEEN_REGIONAL_ARPT
58475 | ND_JAMESTOWN_MUNICIPAL_AR
58477 | ND_BISMARCK_MUNICIPAL_ARP
58479 | ND_JAMESTOWN_MUNICIPAL_AR
58482 | ND_BISMARCK_MUNICIPAL_ARP
58483 | ND_JAMESTOWN_MUNICIPAL_AR
58486 | ND_DEVILS_LAKEAWOS
58487 | ND_JAMESTOWN_MUNICIPAL_AR
58488 | ND_BISMARCK_MUNICIPAL_ARP
58489 | SD_MOBRIDGE
58490 | ND_JAMESTOWN_MUNICIPAL_AR
58494 | ND_BISMARCK_MUNICIPAL_ARP
58495 | ND_JAMESTOWN_MUNICIPAL_AR
58501 | ND_BISMARCK_MUNICIPAL_ARP
58523 | ND_DICKINSON_MUNICIPAL_AP
58524 | ND_BISMARCK_MUNICIPAL_ARP
58531 | ND_MINOT_FAA_AP
58532 | ND_BISMARCK_MUNICIPAL_ARP
58533 | ND_DICKINSON_MUNICIPAL_AP
58535 | ND_BISMARCK_MUNICIPAL_ARP
58538 | SD_MOBRIDGE
58540 | ND_MINOT_FAA_AP
58541 | ND_DICKINSON_MUNICIPAL_AP
58542 | SD_MOBRIDGE
58544 | ND_BISMARCK_MUNICIPAL_ARP
58562 | ND_DICKINSON_MUNICIPAL_AP
58563 | ND_BISMARCK_MUNICIPAL_ARP
58565 | ND_MINOT_FAA_AP
58566 | ND_BISMARCK_MUNICIPAL_ARP
58568 | SD_MOBRIDGE
58569 | ND_BISMARCK_MUNICIPAL_ARP
58573 | SD_MOBRIDGE
58575 | ND_BISMARCK_MUNICIPAL_ARP
58580 | ND_DICKINSON_MUNICIPAL_AP
58581 | SD_MOBRIDGE
58601 | ND_DICKINSON_MUNICIPAL_AP
58621 | MT_GLENDIVEAWOS
58622 | ND_DICKINSON_MUNICIPAL_AP
58632 | MT_GLENDIVEAWOS
58634 | ND_DICKINSON_MUNICIPAL_AP
58654 | MT_GLENDIVEAWOS
58655 | ND_DICKINSON_MUNICIPAL_AP
58701 | ND_MINOT_FAA_AP
58704 | ND_MINOT_AFB
58707 | ND_MINOT_FAA_AP
58711 | ND_MINOT_AFB
58712 | ND_MINOT_FAA_AP
58713 | ND_MINOT_AFB
58716 | ND_MINOT_FAA_AP
58721 | ND_MINOT_AFB
58723 | ND_MINOT_FAA_AP
58725 | ND_MINOT_AFB
58727 | ND_WILLISTON_SLOULIN_INTL
58731 | ND_MINOT_AFB
58733 | ND_MINOT_FAA_AP
58734 | ND_MINOT_AFB
58735 | ND_MINOT_FAA_AP
58737 | ND_MINOT_AFB
58741 | ND_MINOT_FAA_AP
58746 | ND_MINOT_AFB
58747 | ND_MINOT_FAA_AP
58748 | ND_MINOT_AFB
58755 | ND_WILLISTON_SLOULIN_INTL
58756 | ND_MINOT_FAA_AP
58757 | ND_WILLISTON_SLOULIN_INTL
58758 | ND_DEVILS_LAKEAWOS
58759 | ND_MINOT_FAA_AP
58760 | ND_MINOT_AFB
58763 | ND_WILLISTON_SLOULIN_INTL
58768 | ND_MINOT_FAA_AP
58769 | ND_MINOT_AFB
58770 | ND_MINOT_FAA_AP
58772 | ND_MINOT_AFB
58773 | ND_WILLISTON_SLOULIN_INTL
58775 | ND_MINOT_FAA_AP
58776 | ND_WILLISTON_SLOULIN_INTL
58778 | ND_MINOT_FAA_AP
58782 | ND_MINOT_AFB
58785 | ND_MINOT_FAA_AP
58787 | ND_MINOT_AFB
58788 | ND_MINOT_FAA_AP
58789 | ND_MINOT_AFB
58790 | ND_MINOT_FAA_AP
58793 | ND_MINOT_AFB
58794 | ND_WILLISTON_SLOULIN_INTL
58838 | MT_SIDNEY_RICHLAND
58843 | ND_WILLISTON_SLOULIN_INTL
59001 | MT_BILLINGS_LOGAN_INT'L_A
59003 | MT_MILES_CITY_MUNICIPAL_A
59006 | MT_BILLINGS_LOGAN_INT'L_A
59007 | WY_CODY_MUNI_AWOS
59010 | MT_BILLINGS_LOGAN_INT'L_A
59011 | MT_LIVINGSTON_MISSION_FIE
59012 | WY_SHERIDAN_COUNTY_ARPT
59013 | MT_BILLINGS_LOGAN_INT'L_A
59016 | WY_SHERIDAN_COUNTY_ARPT
59018 | MT_LIVINGSTON_MISSION_FIE
59019 | MT_BILLINGS_LOGAN_INT'L_A
59020 | MT_LIVINGSTON_MISSION_FIE
59022 | MT_BILLINGS_LOGAN_INT'L_A
59025 | WY_SHERIDAN_COUNTY_ARPT
59026 | MT_BILLINGS_LOGAN_INT'L_A
59027 | MT_LIVINGSTON_MISSION_FIE
59029 | MT_BILLINGS_LOGAN_INT'L_A
59030 | MT_LIVINGSTON_MISSION_FIE
59031 | WY_SHERIDAN_COUNTY_ARPT
59032 | MT_LEWISTOWN_MUNICIPAL_AR
59033 | MT_LIVINGSTON_MISSION_FIE
59034 | MT_BILLINGS_LOGAN_INT'L_A
59036 | MT_LEWISTOWN_MUNICIPAL_AR
59037 | MT_BILLINGS_LOGAN_INT'L_A
59038 | MT_MILES_CITY_MUNICIPAL_A
59041 | MT_BILLINGS_LOGAN_INT'L_A
59043 | WY_SHERIDAN_COUNTY_ARPT
59044 | MT_BILLINGS_LOGAN_INT'L_A
59047 | MT_LIVINGSTON_MISSION_FIE
59050 | WY_SHERIDAN_COUNTY_ARPT
59052 | MT_LIVINGSTON_MISSION_FIE
59054 | MT_BILLINGS_LOGAN_INT'L_A
59055 | MT_LIVINGSTON_MISSION_FIE
59057 | MT_BILLINGS_LOGAN_INT'L_A
59058 | MT_LEWISTOWN_MUNICIPAL_AR
59059 | MT_BILLINGS_LOGAN_INT'L_A
59061 | MT_LIVINGSTON_MISSION_FIE
59062 | WY_SHERIDAN_COUNTY_ARPT
59063 | MT_BILLINGS_LOGAN_INT'L_A
59065 | MT_LIVINGSTON_MISSION_FIE
59066 | MT_BILLINGS_LOGAN_INT'L_A
59068 | WY_CODY_MUNI_AWOS
59069 | MT_LIVINGSTON_MISSION_FIE
59070 | MT_BILLINGS_LOGAN_INT'L_A
59071 | MT_LIVINGSTON_MISSION_FIE
59072 | MT_BILLINGS_LOGAN_INT'L_A
59076 | MT_MILES_CITY_MUNICIPAL_A
59077 | MT_GLASGOW_INTL_ARPT
59078 | MT_LEWISTOWN_MUNICIPAL_AR
59079 | MT_BILLINGS_LOGAN_INT'L_A
59081 | MT_LIVINGSTON_MISSION_FIE
59083 | MT_BILLINGS_LOGAN_INT'L_A
59084 | MT_LEWISTOWN_MUNICIPAL_AR
59086 | MT_BOZEMAN_GALLATIN_FIELD
59087 | MT_LEWISTOWN_MUNICIPAL_AR
59088 | MT_BILLINGS_LOGAN_INT'L_A
59089 | WY_SHERIDAN_COUNTY_ARPT
59101 | MT_BILLINGS_LOGAN_INT'L_A
59201 | MT_WOLF_POINT_INTL_[FORT
59212 | ND_WILLISTON_SLOULIN_INTL
59213 | MT_WOLF_POINT_INTL_[FORT
59214 | MT_GLENDIVEAWOS
59217 | MT_SIDNEY_RICHLAND
59218 | MT_WOLF_POINT_INTL_[FORT
59219 | ND_WILLISTON_SLOULIN_INTL
59221 | MT_SIDNEY_RICHLAND
59222 | MT_WOLF_POINT_INTL_[FORT
59223 | MT_GLASGOW_INTL_ARPT
59226 | MT_WOLF_POINT_INTL_[FORT
59230 | MT_GLASGOW_INTL_ARPT
59242 | MT_WOLF_POINT_INTL_[FORT
59243 | MT_SIDNEY_RICHLAND
59244 | MT_GLASGOW_INTL_ARPT
59245 | ND_WILLISTON_SLOULIN_INTL
59247 | MT_WOLF_POINT_INTL_[FORT
59248 | MT_GLASGOW_INTL_ARPT
59252 | MT_WOLF_POINT_INTL_[FORT
59259 | MT_GLENDIVEAWOS
59260 | MT_GLASGOW_INTL_ARPT
59262 | MT_SIDNEY_RICHLAND
59263 | MT_WOLF_POINT_INTL_[FORT
59270 | MT_SIDNEY_RICHLAND
59273 | MT_GLASGOW_INTL_ARPT
59274 | MT_WOLF_POINT_INTL_[FORT
59275 | ND_WILLISTON_SLOULIN_INTL
59276 | MT_WOLF_POINT_INTL_[FORT
59301 | MT_MILES_CITY_MUNICIPAL_A
59311 | WY_GILLETTE_GILLETTE_C
59312 | MT_MILES_CITY_MUNICIPAL_A
59313 | MT_GLENDIVEAWOS
59314 | WY_GILLETTE_GILLETTE_C
59315 | MT_GLENDIVEAWOS
59316 | WY_GILLETTE_GILLETTE_C
59318 | MT_GLASGOW_INTL_ARPT
59319 | SD_ELLSWORTH_AFB
59322 | MT_MILES_CITY_MUNICIPAL_A
59326 | MT_GLENDIVEAWOS
59327 | MT_MILES_CITY_MUNICIPAL_A
59330 | MT_GLENDIVEAWOS
59332 | WY_GILLETTE_GILLETTE_C
59333 | MT_MILES_CITY_MUNICIPAL_A
59336 | MT_GLENDIVEAWOS
59337 | MT_GLASGOW_INTL_ARPT
59338 | MT_MILES_CITY_MUNICIPAL_A
59339 | MT_GLENDIVEAWOS
59343 | MT_MILES_CITY_MUNICIPAL_A
59344 | MT_GLENDIVEAWOS
59345 | MT_MILES_CITY_MUNICIPAL_A
59349 | MT_GLENDIVEAWOS
59351 | MT_MILES_CITY_MUNICIPAL_A
59353 | MT_GLENDIVEAWOS
59401 | MT_GREAT_FALLS_INTL_ARPT
59411 | MT_CUT_BANK_MUNI_AP
59412 | MT_GREAT_FALLS_INTL_ARPT
59417 | MT_CUT_BANK_MUNI_AP
59418 | MT_LEWISTOWN_MUNICIPAL_AR
59419 | MT_CUT_BANK_MUNI_AP
59420 | MT_GREAT_FALLS_INTL_ARPT
59422 | MT_CUT_BANK_MUNI_AP
59424 | MT_LEWISTOWN_MUNICIPAL_AR
59425 | MT_CUT_BANK_MUNI_AP
59430 | MT_LEWISTOWN_MUNICIPAL_AR
59432 | MT_CUT_BANK_MUNI_AP
59433 | MT_GREAT_FALLS_INTL_ARPT
59434 | MT_CUT_BANK_MUNI_AP
59436 | MT_GREAT_FALLS_INTL_ARPT
59441 | MT_LEWISTOWN_MUNICIPAL_AR
59442 | MT_GREAT_FALLS_INTL_ARPT
59444 | MT_CUT_BANK_MUNI_AP
59445 | MT_LEWISTOWN_MUNICIPAL_AR
59446 | MT_GREAT_FALLS_INTL_ARPT
59448 | MT_CUT_BANK_MUNI_AP
59450 | MT_GREAT_FALLS_INTL_ARPT
59451 | MT_LEWISTOWN_MUNICIPAL_AR
59454 | MT_CUT_BANK_MUNI_AP
59457 | MT_LEWISTOWN_MUNICIPAL_AR
59460 | MT_GREAT_FALLS_INTL_ARPT
59461 | MT_CUT_BANK_MUNI_AP
59462 | MT_LEWISTOWN_MUNICIPAL_AR
59463 | MT_GREAT_FALLS_INTL_ARPT
59464 | MT_LEWISTOWN_MUNICIPAL_AR
59465 | MT_GREAT_FALLS_INTL_ARPT
59466 | MT_CUT_BANK_MUNI_AP
59468 | MT_GREAT_FALLS_INTL_ARPT
59471 | MT_LEWISTOWN_MUNICIPAL_AR
59472 | MT_GREAT_FALLS_INTL_ARPT
59473 | MT_CUT_BANK_MUNI_AP
59477 | MT_GREAT_FALLS_INTL_ARPT
59479 | MT_LEWISTOWN_MUNICIPAL_AR
59480 | MT_GREAT_FALLS_INTL_ARPT
59482 | MT_CUT_BANK_MUNI_AP
59483 | MT_GREAT_FALLS_INTL_ARPT
59484 | MT_CUT_BANK_MUNI_AP
59485 | MT_GREAT_FALLS_INTL_ARPT
59486 | MT_CUT_BANK_MUNI_AP
59487 | MT_GREAT_FALLS_INTL_ARPT
59489 | MT_LEWISTOWN_MUNICIPAL_AR
59501 | MT_HAVRE_CITY_COUNTY_AP
59537 | MT_GLASGOW_INTL_ARPT
59540 | MT_HAVRE_CITY_COUNTY_AP
59544 | MT_GLASGOW_INTL_ARPT
59545 | MT_CUT_BANK_MUNI_AP
59546 | MT_HAVRE_CITY_COUNTY_AP
59601 | MT_HELENA_REGIONAL_AIRPOR
59631 | MT_BUTTE_BERT_MOONEY_ARPT
59632 | MT_HELENA_REGIONAL_AIRPOR
59642 | MT_BOZEMAN_GALLATIN_FIELD
59645 | MT_HELENA_REGIONAL_AIRPOR
59701 | MT_BUTTE_BERT_MOONEY_ARPT
59713 | MT_HELENA_REGIONAL_AIRPOR
59714 | MT_BOZEMAN_GALLATIN_FIELD
59721 | MT_BUTTE_BERT_MOONEY_ARPT
59724 | ID_SALMON_LEMHI_AWOS
59725 | MT_BUTTE_BERT_MOONEY_ARPT
59728 | MT_HELENA_REGIONAL_AIRPOR
59729 | MT_BOZEMAN_GALLATIN_FIELD
59731 | MT_HELENA_REGIONAL_AIRPOR
59732 | MT_BUTTE_BERT_MOONEY_ARPT
59733 | MT_HELENA_REGIONAL_AIRPOR
59735 | MT_BOZEMAN_GALLATIN_FIELD
59736 | ID_SALMON_LEMHI_AWOS
59739 | ID_IDAHO_FALLS_FANNING_FI
59740 | MT_BOZEMAN_GALLATIN_FIELD
59743 | MT_BUTTE_BERT_MOONEY_ARPT
59745 | MT_BOZEMAN_GALLATIN_FIELD
59746 | ID_SALMON_LEMHI_AWOS
59747 | MT_BUTTE_BERT_MOONEY_ARPT
59752 | MT_BOZEMAN_GALLATIN_FIELD
59754 | MT_BUTTE_BERT_MOONEY_ARPT
59755 | MT_BOZEMAN_GALLATIN_FIELD
59756 | MT_BUTTE_BERT_MOONEY_ARPT
59758 | WY_JACKSON_HOLE
59759 | MT_BUTTE_BERT_MOONEY_ARPT
59760 | MT_BOZEMAN_GALLATIN_FIELD
59761 | ID_SALMON_LEMHI_AWOS
59762 | MT_BUTTE_BERT_MOONEY_ARPT
59771 | MT_BOZEMAN_GALLATIN_FIELD
59801 | MT_MISSOULA_INTERNATIONAL
59827 | ID_SALMON_LEMHI_AWOS
59828 | MT_MISSOULA_INTERNATIONAL
59837 | MT_BUTTE_BERT_MOONEY_ARPT
59840 | MT_MISSOULA_INTERNATIONAL
59843 | MT_HELENA_REGIONAL_AIRPOR
59844 | ID_COEUR_DALENEAWOS
59845 | MT_KALISPELL_GLACIER_PK_I
59846 | MT_MISSOULA_INTERNATIONAL
59848 | MT_KALISPELL_GLACIER_PK_I
59851 | MT_MISSOULA_INTERNATIONAL
59853 | ID_COEUR_DALENEAWOS
59854 | MT_MISSOULA_INTERNATIONAL
59860 | MT_KALISPELL_GLACIER_PK_I
59863 | MT_MISSOULA_INTERNATIONAL
59867 | ID_COEUR_DALENEAWOS
59868 | MT_MISSOULA_INTERNATIONAL
59871 | ID_SALMON_LEMHI_AWOS
59872 | MT_MISSOULA_INTERNATIONAL
59873 | ID_COEUR_DALENEAWOS
59875 | MT_MISSOULA_INTERNATIONAL
59901 | MT_KALISPELL_GLACIER_PK_I
59935 | ID_COEUR_DALENEAWOS
59936 | MT_KALISPELL_GLACIER_PK_I
60001 | WI_JANESVILLE_ROCK_CO
60002 | IL_CHICAGO_WAUKEGAN
60004 | IL_CHICAGO_OHARE_INTL_AP
60012 | IL_W_CHICAGO_DU_PAGE
60015 | IL_CHICAGO_OHARE_INTL_AP
60020 | IL_CHICAGO_WAUKEGAN
60021 | IL_W_CHICAGO_DU_PAGE
60022 | IL_CHICAGO_OHARE_INTL_AP
60030 | IL_CHICAGO_WAUKEGAN
60033 | WI_JANESVILLE_ROCK_CO
60034 | IL_CHICAGO_WAUKEGAN
60035 | IL_CHICAGO_OHARE_INTL_AP
60037 | IL_CHICAGO_WAUKEGAN
60038 | IL_CHICAGO_OHARE_INTL_AP
60039 | IL_W_CHICAGO_DU_PAGE
60040 | IL_CHICAGO_WAUKEGAN
60043 | IL_CHICAGO_OHARE_INTL_AP
60044 | IL_CHICAGO_WAUKEGAN
60047 | IL_CHICAGO_OHARE_INTL_AP
60048 | IL_CHICAGO_WAUKEGAN
60049 | IL_CHICAGO_OHARE_INTL_AP
60050 | IL_CHICAGO_WAUKEGAN
60053 | IL_CHICAGO_OHARE_INTL_AP
60060 | IL_CHICAGO_WAUKEGAN
60062 | IL_CHICAGO_OHARE_INTL_AP
60064 | IL_CHICAGO_WAUKEGAN
60065 | IL_CHICAGO_OHARE_INTL_AP
60071 | IL_CHICAGO_WAUKEGAN
60074 | IL_CHICAGO_OHARE_INTL_AP
60075 | IL_CHICAGO_WAUKEGAN
60076 | IL_CHICAGO_OHARE_INTL_AP
60079 | IL_CHICAGO_WAUKEGAN
60082 | IL_CHICAGO_OHARE_INTL_AP
60083 | IL_CHICAGO_WAUKEGAN
60089 | IL_CHICAGO_OHARE_INTL_AP
60092 | IL_CHICAGO_WAUKEGAN
60093 | IL_CHICAGO_OHARE_INTL_AP
60096 | IL_CHICAGO_WAUKEGAN
60098 | IL_W_CHICAGO_DU_PAGE
60099 | IL_CHICAGO_WAUKEGAN
60101 | IL_CHICAGO_OHARE_INTL_AP
60102 | IL_W_CHICAGO_DU_PAGE
60104 | IL_CHICAGO_OHARE_INTL_AP
60107 | IL_W_CHICAGO_DU_PAGE
60108 | IL_CHICAGO_OHARE_INTL_AP
60109 | IL_W_CHICAGO_DU_PAGE
60111 | IL_ROCKFORD_GREATER_ROCKF
60112 | IL_AURORA_MUNICIPAL
60113 | IL_ROCKFORD_GREATER_ROCKF
60114 | IL_CHICAGO_OHARE_INTL_AP
60115 | IL_AURORA_MUNICIPAL
60116 | IL_W_CHICAGO_DU_PAGE
60117 | IL_CHICAGO_OHARE_INTL_AP
60118 | IL_W_CHICAGO_DU_PAGE
60119 | IL_AURORA_MUNICIPAL
60120 | IL_W_CHICAGO_DU_PAGE
60126 | IL_CHICAGO_OHARE_INTL_AP
60128 | IL_W_CHICAGO_DU_PAGE
60129 | IL_ROCKFORD_GREATER_ROCKF
60130 | IL_CHICAGO_MIDWAY_AP
60131 | IL_CHICAGO_OHARE_INTL_AP
60132 | IL_W_CHICAGO_DU_PAGE
60135 | IL_ROCKFORD_GREATER_ROCKF
60136 | IL_W_CHICAGO_DU_PAGE
60141 | IL_CHICAGO_MIDWAY_AP
60142 | IL_W_CHICAGO_DU_PAGE
60143 | IL_CHICAGO_OHARE_INTL_AP
60144 | IL_AURORA_MUNICIPAL
60145 | IL_ROCKFORD_GREATER_ROCKF
60147 | IL_W_CHICAGO_DU_PAGE
60148 | IL_CHICAGO_OHARE_INTL_AP
60150 | IL_ROCKFORD_GREATER_ROCKF
60151 | IL_AURORA_MUNICIPAL
60152 | IL_ROCKFORD_GREATER_ROCKF
60153 | IL_CHICAGO_MIDWAY_AP
60157 | IL_CHICAGO_OHARE_INTL_AP
60170 | IL_W_CHICAGO_DU_PAGE
60171 | IL_CHICAGO_OHARE_INTL_AP
60174 | IL_W_CHICAGO_DU_PAGE
60176 | IL_CHICAGO_OHARE_INTL_AP
60177 | IL_W_CHICAGO_DU_PAGE
60178 | IL_AURORA_MUNICIPAL
60179 | IL_CHICAGO_OHARE_INTL_AP
60180 | IL_W_CHICAGO_DU_PAGE
60181 | IL_CHICAGO_OHARE_INTL_AP
60182 | IL_AURORA_MUNICIPAL
60183 | IL_W_CHICAGO_DU_PAGE
60191 | IL_CHICAGO_OHARE_INTL_AP
60197 | IL_W_CHICAGO_DU_PAGE
60201 | IL_CHICAGO_OHARE_INTL_AP
60301 | IL_CHICAGO_MIDWAY_AP
60305 | IL_CHICAGO_OHARE_INTL_AP
60401 | IL_CHICAGO_MIDWAY_AP
60407 | IL_AURORA_MUNICIPAL
60409 | IL_CHICAGO_MIDWAY_AP
60410 | IL_AURORA_MUNICIPAL
60411 | IL_CHICAGO_MIDWAY_AP
60416 | IL_AURORA_MUNICIPAL
60417 | IL_CHICAGO_MIDWAY_AP
60420 | IL_AURORA_MUNICIPAL
60421 | IL_CHICAGO_MIDWAY_AP
60424 | IL_AURORA_MUNICIPAL
60425 | IL_CHICAGO_MIDWAY_AP
60435 | IL_AURORA_MUNICIPAL
60438 | IL_CHICAGO_MIDWAY_AP
60440 | IL_W_CHICAGO_DU_PAGE
60441 | IL_CHICAGO_MIDWAY_AP
60444 | IL_AURORA_MUNICIPAL
60445 | IL_CHICAGO_MIDWAY_AP
60447 | IL_AURORA_MUNICIPAL
60448 | IL_CHICAGO_MIDWAY_AP
60450 | IL_AURORA_MUNICIPAL
60451 | IL_CHICAGO_MIDWAY_AP
60460 | IL_CENTRAL_ILLINOIS_RG
60461 | IL_CHICAGO_MIDWAY_AP
60470 | IL_AURORA_MUNICIPAL
60471 | IL_CHICAGO_MIDWAY_AP
60474 | IL_AURORA_MUNICIPAL
60475 | IL_CHICAGO_MIDWAY_AP
60479 | IL_AURORA_MUNICIPAL
60480 | IL_CHICAGO_MIDWAY_AP
60481 | IL_AURORA_MUNICIPAL
60482 | IL_CHICAGO_MIDWAY_AP
60490 | IL_W_CHICAGO_DU_PAGE
60499 | IL_CHICAGO_MIDWAY_AP
60504 | IL_W_CHICAGO_DU_PAGE
60505 | IL_AURORA_MUNICIPAL
60510 | IL_W_CHICAGO_DU_PAGE
60511 | IL_AURORA_MUNICIPAL
60513 | IL_CHICAGO_MIDWAY_AP
60515 | IL_CHICAGO_OHARE_INTL_AP
60516 | IL_CHICAGO_MIDWAY_AP
60517 | IL_W_CHICAGO_DU_PAGE
60518 | IL_AURORA_MUNICIPAL
60519 | IL_W_CHICAGO_DU_PAGE
60520 | IL_AURORA_MUNICIPAL
60521 | IL_CHICAGO_MIDWAY_AP
60523 | IL_CHICAGO_OHARE_INTL_AP
60525 | IL_CHICAGO_MIDWAY_AP
60530 | IL_AURORA_MUNICIPAL
60532 | IL_W_CHICAGO_DU_PAGE
60534 | IL_CHICAGO_MIDWAY_AP
60536 | IL_AURORA_MUNICIPAL
60539 | IL_W_CHICAGO_DU_PAGE
60541 | IL_AURORA_MUNICIPAL
60546 | IL_CHICAGO_MIDWAY_AP
60548 | IL_AURORA_MUNICIPAL
60553 | IL_ROCKFORD_GREATER_ROCKF
60554 | IL_AURORA_MUNICIPAL
60555 | IL_W_CHICAGO_DU_PAGE
60556 | IL_AURORA_MUNICIPAL
60558 | IL_CHICAGO_MIDWAY_AP
60560 | IL_AURORA_MUNICIPAL
60561 | IL_CHICAGO_MIDWAY_AP
60563 | IL_W_CHICAGO_DU_PAGE
60564 | IL_AURORA_MUNICIPAL
60565 | IL_W_CHICAGO_DU_PAGE
60568 | IL_AURORA_MUNICIPAL
60570 | IL_CHICAGO_MIDWAY_AP
60598 | IL_CENTRAL_ILLINOIS_RG
60599 | IL_CHICAGO_OHARE_INTL_AP
60601 | IL_CHICAGO_MIDWAY_AP
60618 | IL_CHICAGO_OHARE_INTL_AP
60619 | IL_CHICAGO_MIDWAY_AP
60625 | IL_CHICAGO_OHARE_INTL_AP
60627 | IL_CHICAGO_MIDWAY_AP
60630 | IL_CHICAGO_OHARE_INTL_AP
60632 | IL_CHICAGO_MIDWAY_AP
60634 | IL_CHICAGO_OHARE_INTL_AP
60636 | IL_CHICAGO_MIDWAY_AP
60639 | IL_CHICAGO_OHARE_INTL_AP
60643 | IL_CHICAGO_MIDWAY_AP
60645 | IL_CHICAGO_OHARE_INTL_AP
60647 | IL_CHICAGO_MIDWAY_AP
60656 | IL_CHICAGO_OHARE_INTL_AP
60657 | IL_CHICAGO_MIDWAY_AP
60659 | IL_CHICAGO_OHARE_INTL_AP
60661 | IL_CHICAGO_MIDWAY_AP
60666 | IL_CHICAGO_OHARE_INTL_AP
60667 | IL_CHICAGO_MIDWAY_AP
60714 | IL_CHICAGO_OHARE_INTL_AP
60803 | IL_CHICAGO_MIDWAY_AP
60911 | IL_CENTRAL_ILLINOIS_RG
60912 | IN_LAFAYETTE_PURDUE_UNIV
60913 | IL_CHICAGO_MIDWAY_AP
60917 | IL_AURORA_MUNICIPAL
60918 | IL_UNIV_OF_ILLINOIS_WI_[B
60919 | IL_CENTRAL_ILLINOIS_RG
60922 | IL_CHICAGO_MIDWAY_AP
60924 | IL_UNIV_OF_ILLINOIS_WI_[B
60927 | IL_CHICAGO_MIDWAY_AP
60928 | IN_LAFAYETTE_PURDUE_UNIV
60929 | IL_CENTRAL_ILLINOIS_RG
60931 | IN_LAFAYETTE_PURDUE_UNIV
60932 | IL_UNIV_OF_ILLINOIS_WI_[B
60934 | IL_CENTRAL_ILLINOIS_RG
60935 | IL_AURORA_MUNICIPAL
60936 | IL_UNIV_OF_ILLINOIS_WI_[B
60939 | IN_LAFAYETTE_PURDUE_UNIV
60940 | IL_CHICAGO_MIDWAY_AP
60941 | IL_AURORA_MUNICIPAL
60942 | IN_LAFAYETTE_PURDUE_UNIV
60944 | IL_CHICAGO_MIDWAY_AP
60945 | IN_LAFAYETTE_PURDUE_UNIV
60946 | IL_CENTRAL_ILLINOIS_RG
60948 | IL_UNIV_OF_ILLINOIS_WI_[B
60950 | IL_CHICAGO_MIDWAY_AP
60951 | IN_LAFAYETTE_PURDUE_UNIV
60952 | IL_UNIV_OF_ILLINOIS_WI_[B
60953 | IN_LAFAYETTE_PURDUE_UNIV
60954 | IL_CHICAGO_MIDWAY_AP
60955 | IL_UNIV_OF_ILLINOIS_WI_[B
60956 | IN_LAFAYETTE_PURDUE_UNIV
60957 | IL_UNIV_OF_ILLINOIS_WI_[B
60959 | IL_CENTRAL_ILLINOIS_RG
60960 | IL_UNIV_OF_ILLINOIS_WI_[B
60961 | IL_AURORA_MUNICIPAL
60962 | IL_UNIV_OF_ILLINOIS_WI_[B
60963 | IN_LAFAYETTE_PURDUE_UNIV
60964 | IL_CHICAGO_MIDWAY_AP
60966 | IN_LAFAYETTE_PURDUE_UNIV
60968 | IL_UNIV_OF_ILLINOIS_WI_[B
60969 | IL_AURORA_MUNICIPAL
60970 | IN_LAFAYETTE_PURDUE_UNIV
61001 | IA_DUBUQUE_REGIONAL_AP
61006 | IL_ROCKFORD_GREATER_ROCKF
61012 | WI_JANESVILLE_ROCK_CO
61013 | IL_ROCKFORD_GREATER_ROCKF
61014 | IL_STERLING_ROCKFALLS
61015 | IL_ROCKFORD_GREATER_ROCKF
61017 | IL_STERLING_ROCKFALLS
61018 | IL_ROCKFORD_GREATER_ROCKF
61019 | WI_JANESVILLE_ROCK_CO
61020 | IL_ROCKFORD_GREATER_ROCKF
61021 | IL_STERLING_ROCKFALLS
61024 | WI_JANESVILLE_ROCK_CO
61025 | IA_DUBUQUE_REGIONAL_AP
61027 | IL_ROCKFORD_GREATER_ROCKF
61028 | IA_DUBUQUE_REGIONAL_AP
61030 | IL_STERLING_ROCKFALLS
61032 | IL_ROCKFORD_GREATER_ROCKF
61036 | IA_DUBUQUE_REGIONAL_AP
61037 | IL_STERLING_ROCKFALLS
61038 | IL_ROCKFORD_GREATER_ROCKF
61041 | IA_DUBUQUE_REGIONAL_AP
61042 | IL_STERLING_ROCKFALLS
61043 | IL_ROCKFORD_GREATER_ROCKF
61044 | IA_CLINTON_MUNI_AWOS
61046 | IL_STERLING_ROCKFALLS
61047 | IL_ROCKFORD_GREATER_ROCKF
61051 | IL_STERLING_ROCKFALLS
61052 | IL_ROCKFORD_GREATER_ROCKF
61053 | IA_CLINTON_MUNI_AWOS
61054 | IL_ROCKFORD_GREATER_ROCKF
61057 | IL_STERLING_ROCKFALLS
61059 | IA_DUBUQUE_REGIONAL_AP
61060 | WI_JANESVILLE_ROCK_CO
61061 | IL_ROCKFORD_GREATER_ROCKF
61062 | IL_STERLING_ROCKFALLS
61063 | IL_ROCKFORD_GREATER_ROCKF
61064 | IL_STERLING_ROCKFALLS
61065 | WI_JANESVILLE_ROCK_CO
61067 | IL_ROCKFORD_GREATER_ROCKF
61071 | IL_STERLING_ROCKFALLS
61072 | WI_JANESVILLE_ROCK_CO
61074 | IA_CLINTON_MUNI_AWOS
61075 | IA_DUBUQUE_REGIONAL_AP
61076 | IL_ROCKFORD_GREATER_ROCKF
61078 | IL_STERLING_ROCKFALLS
61079 | WI_JANESVILLE_ROCK_CO
61081 | IL_STERLING_ROCKFALLS
61084 | IL_ROCKFORD_GREATER_ROCKF
61085 | IA_DUBUQUE_REGIONAL_AP
61088 | IL_ROCKFORD_GREATER_ROCKF
61089 | WI_JANESVILLE_ROCK_CO
61091 | IL_STERLING_ROCKFALLS
61101 | IL_ROCKFORD_GREATER_ROCKF
61201 | IL_MOLINE_QUAD_CITY_INTL
61230 | IA_CLINTON_MUNI_AWOS
61231 | IL_MOLINE_QUAD_CITY_INTL
61234 | IL_STERLING_ROCKFALLS
61235 | IL_MOLINE_QUAD_CITY_INTL
61237 | IA_MUSCATINE
61238 | IL_MOLINE_QUAD_CITY_INTL
61242 | IA_CLINTON_MUNI_AWOS
61243 | IL_STERLING_ROCKFALLS
61244 | IL_MOLINE_QUAD_CITY_INTL
61250 | IA_CLINTON_MUNI_AWOS
61254 | IL_MOLINE_QUAD_CITY_INTL
61257 | IA_CLINTON_MUNI_AWOS
61258 | IL_STERLING_ROCKFALLS
61259 | IA_MUSCATINE
61261 | IL_STERLING_ROCKFALLS
61262 | IL_MOLINE_QUAD_CITY_INTL
61270 | IL_STERLING_ROCKFALLS
61272 | IA_MUSCATINE
61273 | IL_MOLINE_QUAD_CITY_INTL
61277 | IL_STERLING_ROCKFALLS
61278 | IL_MOLINE_QUAD_CITY_INTL
61283 | IL_STERLING_ROCKFALLS
61284 | IL_MOLINE_QUAD_CITY_INTL
61285 | IA_CLINTON_MUNI_AWOS
61299 | IL_MOLINE_QUAD_CITY_INTL
61301 | IL_STERLING_ROCKFALLS
61311 | IL_CENTRAL_ILLINOIS_RG
61312 | IL_STERLING_ROCKFALLS
61313 | IL_CENTRAL_ILLINOIS_RG
61314 | IL_STERLING_ROCKFALLS
61319 | IL_CENTRAL_ILLINOIS_RG
61320 | IL_STERLING_ROCKFALLS
61321 | IL_CENTRAL_ILLINOIS_RG
61322 | IL_STERLING_ROCKFALLS
61325 | IL_AURORA_MUNICIPAL
61326 | IL_STERLING_ROCKFALLS
61332 | IL_AURORA_MUNICIPAL
61333 | IL_CENTRAL_ILLINOIS_RG
61334 | IL_PEORIA_GREATER_PEORIA
61337 | IL_STERLING_ROCKFALLS
61341 | IL_AURORA_MUNICIPAL
61342 | IL_STERLING_ROCKFALLS
61348 | IL_AURORA_MUNICIPAL
61349 | IL_STERLING_ROCKFALLS
61350 | IL_AURORA_MUNICIPAL
61354 | IL_STERLING_ROCKFALLS
61358 | IL_CENTRAL_ILLINOIS_RG
61359 | IL_STERLING_ROCKFALLS
61360 | IL_AURORA_MUNICIPAL
61361 | IL_STERLING_ROCKFALLS
61364 | IL_CENTRAL_ILLINOIS_RG
61367 | IL_STERLING_ROCKFALLS
61369 | IL_PEORIA_GREATER_PEORIA
61370 | IL_AURORA_MUNICIPAL
61372 | IL_STERLING_ROCKFALLS
61373 | IL_AURORA_MUNICIPAL
61374 | IL_STERLING_ROCKFALLS
61375 | IL_PEORIA_GREATER_PEORIA
61376 | IL_STERLING_ROCKFALLS
61377 | IL_CENTRAL_ILLINOIS_RG
61378 | IL_STERLING_ROCKFALLS
61401 | IL_MOLINE_QUAD_CITY_INTL
61410 | IA_BURLINGTON_MUNICIPAL_A
61412 | IL_MOLINE_QUAD_CITY_INTL
61415 | IA_BURLINGTON_MUNICIPAL_A
61419 | IL_MOLINE_QUAD_CITY_INTL
61420 | IA_BURLINGTON_MUNICIPAL_A
61421 | IL_PEORIA_GREATER_PEORIA
61422 | IA_BURLINGTON_MUNICIPAL_A
61424 | IL_PEORIA_GREATER_PEORIA
61425 | IA_BURLINGTON_MUNICIPAL_A
61426 | IL_PEORIA_GREATER_PEORIA
61430 | IL_MOLINE_QUAD_CITY_INTL
61431 | IL_PEORIA_GREATER_PEORIA
61434 | IL_MOLINE_QUAD_CITY_INTL
61435 | IA_BURLINGTON_MUNICIPAL_A
61436 | IL_PEORIA_GREATER_PEORIA
61437 | IA_BURLINGTON_MUNICIPAL_A
61439 | IL_MOLINE_QUAD_CITY_INTL
61440 | IA_BURLINGTON_MUNICIPAL_A
61441 | IL_PEORIA_GREATER_PEORIA
61442 | IA_MUSCATINE
61443 | IL_MOLINE_QUAD_CITY_INTL
61447 | IA_BURLINGTON_MUNICIPAL_A
61448 | IL_PEORIA_GREATER_PEORIA
61450 | IA_BURLINGTON_MUNICIPAL_A
61451 | IL_PEORIA_GREATER_PEORIA
61452 | IL_QUINCY_MUNI_BALDWIN_FL
61453 | IA_BURLINGTON_MUNICIPAL_A
61458 | IL_PEORIA_GREATER_PEORIA
61460 | IA_BURLINGTON_MUNICIPAL_A
61465 | IL_MOLINE_QUAD_CITY_INTL
61469 | IA_BURLINGTON_MUNICIPAL_A
61472 | IL_MOLINE_QUAD_CITY_INTL
61473 | IA_BURLINGTON_MUNICIPAL_A
61476 | IA_MUSCATINE
61477 | IL_PEORIA_GREATER_PEORIA
61478 | IA_BURLINGTON_MUNICIPAL_A
61479 | IL_PEORIA_GREATER_PEORIA
61480 | IA_BURLINGTON_MUNICIPAL_A
61482 | IL_PEORIA_GREATER_PEORIA
61486 | IL_MOLINE_QUAD_CITY_INTL
61489 | IL_PEORIA_GREATER_PEORIA
61490 | IL_MOLINE_QUAD_CITY_INTL
61491 | IL_PEORIA_GREATER_PEORIA
61501 | IL_SPRINGFIELD_CAPITAL_AP
61516 | IL_CENTRAL_ILLINOIS_RG
61517 | IL_PEORIA_GREATER_PEORIA
61701 | IL_CENTRAL_ILLINOIS_RG
61724 | IL_UNIV_OF_ILLINOIS_WI_[B
61725 | IL_CENTRAL_ILLINOIS_RG
61733 | IL_PEORIA_GREATER_PEORIA
61735 | IL_CENTRAL_ILLINOIS_RG
61742 | IL_PEORIA_GREATER_PEORIA
61743 | IL_CENTRAL_ILLINOIS_RG
61747 | IL_PEORIA_GREATER_PEORIA
61748 | IL_CENTRAL_ILLINOIS_RG
61749 | IL_DECATUR
61751 | IL_CENTRAL_ILLINOIS_RG
61755 | IL_PEORIA_GREATER_PEORIA
61756 | IL_DECATUR
61758 | IL_CENTRAL_ILLINOIS_RG
61759 | IL_PEORIA_GREATER_PEORIA
61760 | IL_CENTRAL_ILLINOIS_RG
61801 | IL_UNIV_OF_ILLINOIS_WI_[B
61811 | IN_LAFAYETTE_PURDUE_UNIV
61812 | IL_UNIV_OF_ILLINOIS_WI_[B
61814 | IN_LAFAYETTE_PURDUE_UNIV
61815 | IL_UNIV_OF_ILLINOIS_WI_[B
61818 | IL_DECATUR
61820 | IL_UNIV_OF_ILLINOIS_WI_[B
61830 | IL_DECATUR
61831 | IL_UNIV_OF_ILLINOIS_WI_[B
61855 | IL_DECATUR
61856 | IL_UNIV_OF_ILLINOIS_WI_[B
61870 | IN_TERRE_HAUTE_HULMAN_REG
61871 | IL_UNIV_OF_ILLINOIS_WI_[B
61911 | IL_DECATUR
61912 | IN_TERRE_HAUTE_HULMAN_REG
61913 | IL_UNIV_OF_ILLINOIS_WI_[B
61914 | IL_DECATUR
61917 | IL_UNIV_OF_ILLINOIS_WI_[B
61924 | IN_TERRE_HAUTE_HULMAN_REG
61925 | IL_DECATUR
61930 | IL_UNIV_OF_ILLINOIS_WI_[B
61933 | IN_TERRE_HAUTE_HULMAN_REG
61936 | IL_DECATUR
61940 | IL_UNIV_OF_ILLINOIS_WI_[B
61944 | IN_TERRE_HAUTE_HULMAN_REG
61951 | IL_DECATUR
61953 | IL_UNIV_OF_ILLINOIS_WI_[B
61955 | IN_TERRE_HAUTE_HULMAN_REG
61956 | IL_UNIV_OF_ILLINOIS_WI_[B
61957 | IL_DECATUR
62001 | IL_BELLEVILLE_SCOTT_AFB
62002 | MO_ST_LOUIS_LAMBERT_INT'L
62009 | IL_BELLEVILLE_SCOTT_AFB
62010 | MO_ST_LOUIS_LAMBERT_INT'L
62011 | IL_BELLEVILLE_SCOTT_AFB
62012 | MO_ST_LOUIS_LAMBERT_INT'L
62015 | IL_SPRINGFIELD_CAPITAL_AP
62016 | MO_ST_LOUIS_LAMBERT_INT'L
62017 | IL_BELLEVILLE_SCOTT_AFB
62018 | MO_ST_LOUIS_LAMBERT_INT'L
62019 | IL_BELLEVILLE_SCOTT_AFB
62021 | MO_ST_LOUIS_LAMBERT_INT'L
62023 | IL_BELLEVILLE_SCOTT_AFB
62024 | MO_ST_LOUIS_LAMBERT_INT'L
62025 | IL_BELLEVILLE_SCOTT_AFB
62027 | MO_ST_LOUIS_LAMBERT_INT'L
62032 | IL_BELLEVILLE_SCOTT_AFB
62033 | MO_ST_LOUIS_LAMBERT_INT'L
62034 | IL_CAHOKIA_ST_LOUIS
62035 | MO_ST_LOUIS_LAMBERT_INT'L
62040 | IL_CAHOKIA_ST_LOUIS
62044 | MO_ST_LOUIS_LAMBERT_INT'L
62046 | IL_BELLEVILLE_SCOTT_AFB
62047 | MO_ST_LOUIS_LAMBERT_INT'L
62049 | IL_BELLEVILLE_SCOTT_AFB
62050 | IL_QUINCY_MUNI_BALDWIN_FL
62051 | IL_BELLEVILLE_SCOTT_AFB
62052 | MO_ST_LOUIS_LAMBERT_INT'L
62056 | IL_BELLEVILLE_SCOTT_AFB
62059 | IL_CAHOKIA_ST_LOUIS
62061 | IL_BELLEVILLE_SCOTT_AFB
62063 | MO_ST_LOUIS_LAMBERT_INT'L
62069 | IL_BELLEVILLE_SCOTT_AFB
62070 | MO_ST_LOUIS_LAMBERT_INT'L
62071 | IL_CAHOKIA_ST_LOUIS
62074 | IL_BELLEVILLE_SCOTT_AFB
62075 | IL_DECATUR
62077 | IL_BELLEVILLE_SCOTT_AFB
62078 | IL_QUINCY_MUNI_BALDWIN_FL
62079 | MO_ST_LOUIS_LAMBERT_INT'L
62080 | IL_DECATUR
62081 | MO_ST_LOUIS_LAMBERT_INT'L
62082 | IL_SPRINGFIELD_CAPITAL_AP
62083 | IL_DECATUR
62084 | MO_ST_LOUIS_LAMBERT_INT'L
62085 | IL_BELLEVILLE_SCOTT_AFB
62087 | MO_ST_LOUIS_LAMBERT_INT'L
62088 | IL_BELLEVILLE_SCOTT_AFB
62090 | IL_CAHOKIA_ST_LOUIS
62091 | IL_BELLEVILLE_SCOTT_AFB
62092 | MO_ST_LOUIS_LAMBERT_INT'L
62094 | IL_SPRINGFIELD_CAPITAL_AP
62095 | MO_ST_LOUIS_LAMBERT_INT'L
62097 | IL_BELLEVILLE_SCOTT_AFB
62098 | MO_ST_LOUIS_LAMBERT_INT'L
62201 | IL_CAHOKIA_ST_LOUIS
62214 | IL_BELLEVILLE_SCOTT_AFB
62223 | IL_CAHOKIA_ST_LOUIS
62224 | IL_BELLEVILLE_SCOTT_AFB
62232 | IL_CAHOKIA_ST_LOUIS
62233 | IL_SOUTHERN_ILLINOIS
62234 | IL_BELLEVILLE_SCOTT_AFB
62236 | IL_CAHOKIA_ST_LOUIS
62237 | IL_BELLEVILLE_SCOTT_AFB
62238 | IL_SOUTHERN_ILLINOIS
62239 | IL_CAHOKIA_ST_LOUIS
62241 | MO_FARMINGTON
62242 | IL_BELLEVILLE_SCOTT_AFB
62244 | IL_CAHOKIA_ST_LOUIS
62245 | IL_BELLEVILLE_SCOTT_AFB
62252 | IL_MOUNT_VERNON_AWOS
62253 | IL_BELLEVILLE_SCOTT_AFB
62256 | IL_CAHOKIA_ST_LOUIS
62257 | IL_BELLEVILLE_SCOTT_AFB
62259 | MO_FARMINGTON
62260 | IL_CAHOKIA_ST_LOUIS
62261 | MO_FARMINGTON
62262 | IL_BELLEVILLE_SCOTT_AFB
62263 | IL_MOUNT_VERNON_AWOS
62264 | IL_BELLEVILLE_SCOTT_AFB
62272 | IL_SOUTHERN_ILLINOIS
62273 | IL_BELLEVILLE_SCOTT_AFB
62274 | IL_SOUTHERN_ILLINOIS
62275 | IL_BELLEVILLE_SCOTT_AFB
62277 | MO_FARMINGTON
62278 | IL_BELLEVILLE_SCOTT_AFB
62279 | IL_CAHOKIA_ST_LOUIS
62280 | IL_SOUTHERN_ILLINOIS
62281 | IL_BELLEVILLE_SCOTT_AFB
62288 | IL_SOUTHERN_ILLINOIS
62289 | IL_BELLEVILLE_SCOTT_AFB
62295 | IL_CAHOKIA_ST_LOUIS
62297 | IL_BELLEVILLE_SCOTT_AFB
62298 | IL_CAHOKIA_ST_LOUIS
62301 | IL_QUINCY_MUNI_BALDWIN_FL
62310 | IA_FORT_MADISON
62311 | IL_QUINCY_MUNI_BALDWIN_FL
62313 | IA_KEOKUK_MUNI
62314 | IL_QUINCY_MUNI_BALDWIN_FL
62318 | IA_FORT_MADISON
62319 | IL_QUINCY_MUNI_BALDWIN_FL
62321 | IA_KEOKUK_MUNI
62323 | IL_QUINCY_MUNI_BALDWIN_FL
62326 | IA_BURLINGTON_MUNICIPAL_A
62329 | IA_FORT_MADISON
62334 | IA_KEOKUK_MUNI
62338 | IL_QUINCY_MUNI_BALDWIN_FL
62341 | IA_KEOKUK_MUNI
62343 | IL_QUINCY_MUNI_BALDWIN_FL
62354 | IA_KEOKUK_MUNI
62355 | IL_QUINCY_MUNI_BALDWIN_FL
62358 | IA_FORT_MADISON
62359 | IL_QUINCY_MUNI_BALDWIN_FL
62367 | IA_KEOKUK_MUNI
62370 | IL_QUINCY_MUNI_BALDWIN_FL
62373 | IA_KEOKUK_MUNI
62374 | IA_BURLINGTON_MUNICIPAL_A
62375 | IL_QUINCY_MUNI_BALDWIN_FL
62379 | IA_KEOKUK_MUNI
62401 | IL_DECATUR
62410 | IN_EVANSVILLE_REGIONAL_AP
62411 | IL_MOUNT_VERNON_AWOS
62413 | IN_TERRE_HAUTE_HULMAN_REG
62414 | IL_DECATUR
62415 | IN_TERRE_HAUTE_HULMAN_REG
62417 | IN_EVANSVILLE_REGIONAL_AP
62418 | IL_MOUNT_VERNON_AWOS
62419 | IN_EVANSVILLE_REGIONAL_AP
62420 | IN_TERRE_HAUTE_HULMAN_REG
62421 | IN_EVANSVILLE_REGIONAL_AP
62422 | IL_DECATUR
62423 | IN_TERRE_HAUTE_HULMAN_REG
62424 | IL_MOUNT_VERNON_AWOS
62427 | IN_TERRE_HAUTE_HULMAN_REG
62431 | IL_DECATUR
62432 | IN_TERRE_HAUTE_HULMAN_REG
62434 | IL_MOUNT_VERNON_AWOS
62435 | IL_DECATUR
62436 | IN_TERRE_HAUTE_HULMAN_REG
62438 | IL_DECATUR
62439 | IN_EVANSVILLE_REGIONAL_AP
62440 | IL_DECATUR
62441 | IN_TERRE_HAUTE_HULMAN_REG
62443 | IL_MOUNT_VERNON_AWOS
62444 | IL_DECATUR
62446 | IL_MOUNT_VERNON_AWOS
62447 | IL_DECATUR
62448 | IN_TERRE_HAUTE_HULMAN_REG
62450 | IL_MOUNT_VERNON_AWOS
62451 | IN_TERRE_HAUTE_HULMAN_REG
62452 | IN_EVANSVILLE_REGIONAL_AP
62454 | IN_TERRE_HAUTE_HULMAN_REG
62458 | IL_MOUNT_VERNON_AWOS
62459 | IN_TERRE_HAUTE_HULMAN_REG
62460 | IN_EVANSVILLE_REGIONAL_AP
62461 | IL_DECATUR
62464 | IN_TERRE_HAUTE_HULMAN_REG
62465 | IL_DECATUR
62466 | IN_EVANSVILLE_REGIONAL_AP
62467 | IL_DECATUR
62471 | IL_MOUNT_VERNON_AWOS
62474 | IN_TERRE_HAUTE_HULMAN_REG
62475 | IL_MOUNT_VERNON_AWOS
62476 | IN_EVANSVILLE_REGIONAL_AP
62477 | IN_TERRE_HAUTE_HULMAN_REG
62479 | IL_MOUNT_VERNON_AWOS
62480 | IN_TERRE_HAUTE_HULMAN_REG
62501 | IL_DECATUR
62511 | IL_SPRINGFIELD_CAPITAL_AP
62512 | IL_CENTRAL_ILLINOIS_RG
62513 | IL_DECATUR
62515 | IL_SPRINGFIELD_CAPITAL_AP
62518 | IL_DECATUR
62519 | IL_SPRINGFIELD_CAPITAL_AP
62521 | IL_DECATUR
62530 | IL_SPRINGFIELD_CAPITAL_AP
62532 | IL_DECATUR
62533 | IL_SPRINGFIELD_CAPITAL_AP
62534 | IL_DECATUR
62536 | IL_SPRINGFIELD_CAPITAL_AP
62537 | IL_DECATUR
62538 | IL_SPRINGFIELD_CAPITAL_AP
62539 | IL_DECATUR
62540 | IL_SPRINGFIELD_CAPITAL_AP
62543 | IL_DECATUR
62545 | IL_SPRINGFIELD_CAPITAL_AP
62547 | IL_DECATUR
62548 | IL_SPRINGFIELD_CAPITAL_AP
62549 | IL_DECATUR
62556 | IL_SPRINGFIELD_CAPITAL_AP
62557 | IL_DECATUR
62558 | IL_SPRINGFIELD_CAPITAL_AP
62565 | IL_DECATUR
62568 | IL_SPRINGFIELD_CAPITAL_AP
62571 | IL_DECATUR
62572 | IL_SPRINGFIELD_CAPITAL_AP
62573 | IL_DECATUR
62601 | IL_SPRINGFIELD_CAPITAL_AP
62621 | IL_QUINCY_MUNI_BALDWIN_FL
62622 | IL_SPRINGFIELD_CAPITAL_AP
62630 | MO_ST_LOUIS_LAMBERT_INT'L
62631 | IL_SPRINGFIELD_CAPITAL_AP
62635 | IL_PEORIA_GREATER_PEORIA
62638 | IL_SPRINGFIELD_CAPITAL_AP
62639 | IL_QUINCY_MUNI_BALDWIN_FL
62640 | IL_SPRINGFIELD_CAPITAL_AP
62644 | IL_PEORIA_GREATER_PEORIA
62649 | IL_SPRINGFIELD_CAPITAL_AP
62665 | IL_QUINCY_MUNI_BALDWIN_FL
62666 | IL_SPRINGFIELD_CAPITAL_AP
62681 | IL_QUINCY_MUNI_BALDWIN_FL
62682 | IL_PEORIA_GREATER_PEORIA
62683 | IL_SPRINGFIELD_CAPITAL_AP
62685 | MO_ST_LOUIS_LAMBERT_INT'L
62686 | IL_SPRINGFIELD_CAPITAL_AP
62801 | IL_MOUNT_VERNON_AWOS
62805 | IL_MARION_REGIONAL
62806 | IN_EVANSVILLE_REGIONAL_AP
62807 | IL_MOUNT_VERNON_AWOS
62811 | IN_EVANSVILLE_REGIONAL_AP
62812 | IL_MARION_REGIONAL
62814 | IL_MOUNT_VERNON_AWOS
62815 | IN_EVANSVILLE_REGIONAL_AP
62816 | IL_MOUNT_VERNON_AWOS
62817 | IL_MARION_REGIONAL
62818 | IN_EVANSVILLE_REGIONAL_AP
62819 | IL_MARION_REGIONAL
62820 | IL_MOUNT_VERNON_AWOS
62821 | KY_HENDERSON_CITY
62822 | IL_MARION_REGIONAL
62823 | IL_MOUNT_VERNON_AWOS
62825 | IL_MARION_REGIONAL
62827 | IN_EVANSVILLE_REGIONAL_AP
62828 | IL_MOUNT_VERNON_AWOS
62832 | IL_SOUTHERN_ILLINOIS
62833 | IL_MOUNT_VERNON_AWOS
62834 | KY_HENDERSON_CITY
62835 | IL_MOUNT_VERNON_AWOS
62840 | IL_MARION_REGIONAL
62842 | IL_MOUNT_VERNON_AWOS
62844 | IN_EVANSVILLE_REGIONAL_AP
62845 | KY_HENDERSON_CITY
62846 | IL_MOUNT_VERNON_AWOS
62852 | IN_EVANSVILLE_REGIONAL_AP
62853 | IL_MOUNT_VERNON_AWOS
62855 | IN_EVANSVILLE_REGIONAL_AP
62856 | IL_MARION_REGIONAL
62857 | IL_MOUNT_VERNON_AWOS
62861 | KY_HENDERSON_CITY
62862 | IL_MOUNT_VERNON_AWOS
62863 | IN_EVANSVILLE_REGIONAL_AP
62864 | IL_MOUNT_VERNON_AWOS
62865 | IL_MARION_REGIONAL
62866 | IL_MOUNT_VERNON_AWOS
62867 | KY_HENDERSON_CITY
62868 | IL_MOUNT_VERNON_AWOS
62869 | KY_HENDERSON_CITY
62870 | IL_MOUNT_VERNON_AWOS
62871 | KY_HENDERSON_CITY
62872 | IL_MOUNT_VERNON_AWOS
62874 | IL_MARION_REGIONAL
62875 | IL_MOUNT_VERNON_AWOS
62890 | IL_MARION_REGIONAL
62892 | IL_MOUNT_VERNON_AWOS
62896 | IL_MARION_REGIONAL
62897 | IL_MOUNT_VERNON_AWOS
62901 | IL_SOUTHERN_ILLINOIS
62908 | KY_PADUCAH_BARKLEY_REGION
62909 | IL_MARION_REGIONAL
62910 | KY_PADUCAH_BARKLEY_REGION
62912 | IL_MARION_REGIONAL
62913 | MO_CAPE_GIRARDEAU_MUNICIP
62914 | KY_PADUCAH_BARKLEY_REGION
62915 | IL_MARION_REGIONAL
62916 | IL_SOUTHERN_ILLINOIS
62917 | IL_MARION_REGIONAL
62919 | KY_HENDERSON_CITY
62920 | IL_SOUTHERN_ILLINOIS
62921 | IL_MARION_REGIONAL
62923 | KY_PADUCAH_BARKLEY_REGION
62924 | IL_SOUTHERN_ILLINOIS
62926 | MO_CAPE_GIRARDEAU_MUNICIP
62927 | IL_SOUTHERN_ILLINOIS
62928 | IL_MARION_REGIONAL
62931 | KY_PADUCAH_BARKLEY_REGION
62932 | IL_SOUTHERN_ILLINOIS
62933 | IL_MARION_REGIONAL
62934 | KY_HENDERSON_CITY
62935 | IL_MARION_REGIONAL
62938 | KY_PADUCAH_BARKLEY_REGION
62939 | IL_MARION_REGIONAL
62940 | IL_SOUTHERN_ILLINOIS
62941 | KY_PADUCAH_BARKLEY_REGION
62942 | IL_SOUTHERN_ILLINOIS
62943 | KY_PADUCAH_BARKLEY_REGION
62946 | IL_MARION_REGIONAL
62949 | IL_SOUTHERN_ILLINOIS
62951 | IL_MARION_REGIONAL
62952 | IL_SOUTHERN_ILLINOIS
62953 | KY_PADUCAH_BARKLEY_REGION
62954 | KY_HENDERSON_CITY
62956 | KY_PADUCAH_BARKLEY_REGION
62957 | MO_CAPE_GIRARDEAU_MUNICIP
62958 | IL_SOUTHERN_ILLINOIS
62959 | IL_MARION_REGIONAL
62960 | KY_PADUCAH_BARKLEY_REGION
62961 | MO_CAPE_GIRARDEAU_MUNICIP
62963 | KY_PADUCAH_BARKLEY_REGION
62964 | MO_CAPE_GIRARDEAU_MUNICIP
62965 | IL_MARION_REGIONAL
62966 | IL_SOUTHERN_ILLINOIS
62967 | IL_MARION_REGIONAL
62969 | MO_CAPE_GIRARDEAU_MUNICIP
62970 | KY_PADUCAH_BARKLEY_REGION
62971 | IL_SOUTHERN_ILLINOIS
62972 | IL_MARION_REGIONAL
62973 | KY_PADUCAH_BARKLEY_REGION
62974 | IL_MARION_REGIONAL
62975 | IL_SOUTHERN_ILLINOIS
62976 | MO_CAPE_GIRARDEAU_MUNICIP
62977 | IL_MARION_REGIONAL
62979 | KY_HENDERSON_CITY
62982 | KY_PADUCAH_BARKLEY_REGION
62983 | IL_MARION_REGIONAL
62984 | KY_HENDERSON_CITY
62985 | IL_MARION_REGIONAL
62988 | MO_CAPE_GIRARDEAU_MUNICIP
62991 | IL_MARION_REGIONAL
62992 | MO_CAPE_GIRARDEAU_MUNICIP
62994 | IL_SOUTHERN_ILLINOIS
62995 | IL_MARION_REGIONAL
62996 | KY_PADUCAH_BARKLEY_REGION
62997 | IL_SOUTHERN_ILLINOIS
62998 | MO_CAPE_GIRARDEAU_MUNICIP
62999 | IL_MARION_REGIONAL
63001 | MO_ST_LOUIS_SPIRIT_OF_ST
63010 | IL_CAHOKIA_ST_LOUIS
63011 | MO_ST_LOUIS_SPIRIT_OF_ST
63012 | IL_CAHOKIA_ST_LOUIS
63013 | MO_ST_LOUIS_SPIRIT_OF_ST
63019 | IL_CAHOKIA_ST_LOUIS
63020 | MO_FARMINGTON
63021 | MO_ST_LOUIS_SPIRIT_OF_ST
63028 | IL_CAHOKIA_ST_LOUIS
63030 | MO_FARMINGTON
63031 | MO_ST_LOUIS_LAMBERT_INT'L
63036 | MO_FARMINGTON
63037 | MO_VICHY_ROLLA_NATL_ARPT
63038 | MO_ST_LOUIS_SPIRIT_OF_ST
63042 | MO_ST_LOUIS_LAMBERT_INT'L
63047 | MO_FARMINGTON
63048 | IL_CAHOKIA_ST_LOUIS
63049 | MO_ST_LOUIS_SPIRIT_OF_ST
63052 | IL_CAHOKIA_ST_LOUIS
63055 | MO_ST_LOUIS_SPIRIT_OF_ST
63057 | IL_CAHOKIA_ST_LOUIS
63060 | MO_ST_LOUIS_SPIRIT_OF_ST
63065 | IL_CAHOKIA_ST_LOUIS
63066 | MO_ST_LOUIS_SPIRIT_OF_ST
63070 | IL_CAHOKIA_ST_LOUIS
63071 | MO_ST_LOUIS_SPIRIT_OF_ST
63074 | MO_ST_LOUIS_LAMBERT_INT'L
63077 | MO_ST_LOUIS_SPIRIT_OF_ST
63080 | MO_VICHY_ROLLA_NATL_ARPT
63084 | MO_ST_LOUIS_SPIRIT_OF_ST
63087 | MO_FARMINGTON
63088 | MO_ST_LOUIS_SPIRIT_OF_ST
63091 | MO_VICHY_ROLLA_NATL_ARPT
63099 | MO_ST_LOUIS_SPIRIT_OF_ST
63101 | IL_CAHOKIA_ST_LOUIS
63105 | MO_ST_LOUIS_LAMBERT_INT'L
63106 | IL_CAHOKIA_ST_LOUIS
63112 | MO_ST_LOUIS_LAMBERT_INT'L
63113 | IL_CAHOKIA_ST_LOUIS
63114 | MO_ST_LOUIS_LAMBERT_INT'L
63116 | IL_CAHOKIA_ST_LOUIS
63117 | MO_ST_LOUIS_LAMBERT_INT'L
63118 | IL_CAHOKIA_ST_LOUIS
63120 | MO_ST_LOUIS_LAMBERT_INT'L
63123 | IL_CAHOKIA_ST_LOUIS
63124 | MO_ST_LOUIS_LAMBERT_INT'L
63125 | IL_CAHOKIA_ST_LOUIS
63130 | MO_ST_LOUIS_LAMBERT_INT'L
63139 | IL_CAHOKIA_ST_LOUIS
63140 | MO_ST_LOUIS_LAMBERT_INT'L
63143 | IL_CAHOKIA_ST_LOUIS
63144 | MO_ST_LOUIS_LAMBERT_INT'L
63150 | IL_CAHOKIA_ST_LOUIS
63301 | MO_ST_LOUIS_LAMBERT_INT'L
63303 | MO_ST_LOUIS_SPIRIT_OF_ST
63330 | MO_ST_LOUIS_LAMBERT_INT'L
63332 | MO_ST_LOUIS_SPIRIT_OF_ST
63334 | IL_QUINCY_MUNI_BALDWIN_FL
63338 | MO_ST_LOUIS_SPIRIT_OF_ST
63339 | IL_QUINCY_MUNI_BALDWIN_FL
63341 | MO_ST_LOUIS_SPIRIT_OF_ST
63345 | MO_COLUMBIA_REGIONAL_AIRP
63346 | MO_ST_LOUIS_SPIRIT_OF_ST
63352 | MO_COLUMBIA_REGIONAL_AIRP
63353 | IL_QUINCY_MUNI_BALDWIN_FL
63357 | MO_ST_LOUIS_SPIRIT_OF_ST
63359 | MO_COLUMBIA_REGIONAL_AIRP
63362 | MO_ST_LOUIS_SPIRIT_OF_ST
63363 | MO_COLUMBIA_REGIONAL_AIRP
63365 | MO_ST_LOUIS_SPIRIT_OF_ST
63373 | MO_ST_LOUIS_LAMBERT_INT'L
63376 | MO_ST_LOUIS_SPIRIT_OF_ST
63382 | IL_QUINCY_MUNI_BALDWIN_FL
63383 | MO_ST_LOUIS_SPIRIT_OF_ST
63384 | MO_COLUMBIA_REGIONAL_AIRP
63385 | MO_ST_LOUIS_SPIRIT_OF_ST
63386 | MO_ST_LOUIS_LAMBERT_INT'L
63387 | MO_ST_LOUIS_SPIRIT_OF_ST
63388 | MO_COLUMBIA_REGIONAL_AIRP
63389 | MO_ST_LOUIS_SPIRIT_OF_ST
63401 | IL_QUINCY_MUNI_BALDWIN_FL
63430 | IA_KEOKUK_MUNI
63431 | MO_KIRKSVILLE_REGIONAL_AP
63432 | IA_KEOKUK_MUNI
63433 | IL_QUINCY_MUNI_BALDWIN_FL
63434 | MO_KIRKSVILLE_REGIONAL_AP
63435 | IL_QUINCY_MUNI_BALDWIN_FL
63437 | MO_KIRKSVILLE_REGIONAL_AP
63438 | IL_QUINCY_MUNI_BALDWIN_FL
63439 | MO_KIRKSVILLE_REGIONAL_AP
63440 | IA_KEOKUK_MUNI
63441 | IL_QUINCY_MUNI_BALDWIN_FL
63442 | IA_KEOKUK_MUNI
63443 | IL_QUINCY_MUNI_BALDWIN_FL
63445 | IA_KEOKUK_MUNI
63446 | MO_KIRKSVILLE_REGIONAL_AP
63448 | IL_QUINCY_MUNI_BALDWIN_FL
63450 | MO_KIRKSVILLE_REGIONAL_AP
63452 | IA_KEOKUK_MUNI
63454 | IL_QUINCY_MUNI_BALDWIN_FL
63457 | IA_KEOKUK_MUNI
63458 | MO_KIRKSVILLE_REGIONAL_AP
63459 | IL_QUINCY_MUNI_BALDWIN_FL
63460 | MO_KIRKSVILLE_REGIONAL_AP
63461 | IL_QUINCY_MUNI_BALDWIN_FL
63464 | MO_KIRKSVILLE_REGIONAL_AP
63465 | IA_KEOKUK_MUNI
63467 | IL_QUINCY_MUNI_BALDWIN_FL
63468 | MO_KIRKSVILLE_REGIONAL_AP
63471 | IL_QUINCY_MUNI_BALDWIN_FL
63472 | IA_KEOKUK_MUNI
63473 | IL_QUINCY_MUNI_BALDWIN_FL
63474 | IA_KEOKUK_MUNI
63501 | MO_KIRKSVILLE_REGIONAL_AP
63543 | IA_KEOKUK_MUNI
63544 | MO_KIRKSVILLE_REGIONAL_AP
63563 | IA_KEOKUK_MUNI
63565 | MO_KIRKSVILLE_REGIONAL_AP
63601 | MO_FARMINGTON
63638 | MO_POPLAR_BLUFFAMOS
63640 | MO_FARMINGTON
63701 | MO_CAPE_GIRARDEAU_MUNICIP
63732 | IL_SOUTHERN_ILLINOIS
63735 | MO_CAPE_GIRARDEAU_MUNICIP
63737 | IL_SOUTHERN_ILLINOIS
63738 | MO_POPLAR_BLUFFAMOS
63739 | MO_CAPE_GIRARDEAU_MUNICIP
63746 | IL_SOUTHERN_ILLINOIS
63747 | MO_CAPE_GIRARDEAU_MUNICIP
63748 | IL_SOUTHERN_ILLINOIS
63750 | MO_POPLAR_BLUFFAMOS
63751 | MO_CAPE_GIRARDEAU_MUNICIP
63763 | MO_POPLAR_BLUFFAMOS
63764 | MO_CAPE_GIRARDEAU_MUNICIP
63775 | MO_FARMINGTON
63779 | MO_CAPE_GIRARDEAU_MUNICIP
63783 | IL_SOUTHERN_ILLINOIS
63784 | MO_CAPE_GIRARDEAU_MUNICIP
63821 | AR_JONESBORO_MUNI
63822 | MO_POPLAR_BLUFFAMOS
63823 | MO_CAPE_GIRARDEAU_MUNICIP
63825 | MO_POPLAR_BLUFFAMOS
63826 | TN_DYERSBURG_MUNICIPAL_AP
63828 | MO_CAPE_GIRARDEAU_MUNICIP
63829 | AR_JONESBORO_MUNI
63830 | TN_DYERSBURG_MUNICIPAL_AP
63833 | MO_POPLAR_BLUFFAMOS
63834 | MO_CAPE_GIRARDEAU_MUNICIP
63837 | MO_POPLAR_BLUFFAMOS
63838 | TN_DYERSBURG_MUNICIPAL_AP
63841 | MO_POPLAR_BLUFFAMOS
63845 | MO_CAPE_GIRARDEAU_MUNICIP
63847 | MO_POPLAR_BLUFFAMOS
63849 | TN_DYERSBURG_MUNICIPAL_AP
63850 | MO_CAPE_GIRARDEAU_MUNICIP
63851 | TN_DYERSBURG_MUNICIPAL_AP
63852 | MO_POPLAR_BLUFFAMOS
63853 | TN_DYERSBURG_MUNICIPAL_AP
63855 | AR_JONESBORO_MUNI
63857 | TN_DYERSBURG_MUNICIPAL_AP
63860 | MO_CAPE_GIRARDEAU_MUNICIP
63862 | TN_DYERSBURG_MUNICIPAL_AP
63863 | MO_POPLAR_BLUFFAMOS
63866 | TN_DYERSBURG_MUNICIPAL_AP
63867 | MO_CAPE_GIRARDEAU_MUNICIP
63869 | TN_DYERSBURG_MUNICIPAL_AP
63870 | MO_POPLAR_BLUFFAMOS
63871 | TN_DYERSBURG_MUNICIPAL_AP
63874 | MO_POPLAR_BLUFFAMOS
63875 | TN_DYERSBURG_MUNICIPAL_AP
63876 | AR_JONESBORO_MUNI
63877 | TN_DYERSBURG_MUNICIPAL_AP
63878 | MO_POPLAR_BLUFFAMOS
63879 | TN_DYERSBURG_MUNICIPAL_AP
63880 | AR_JONESBORO_MUNI
63881 | KY_PADUCAH_BARKLEY_REGION
63901 | MO_POPLAR_BLUFFAMOS
63942 | AR_WALNUT_RIDGE_AWOS
63943 | MO_POPLAR_BLUFFAMOS
63964 | MO_FARMINGTON
63965 | MO_POPLAR_BLUFFAMOS
64001 | MO_WHITEMAN_AFB
64011 | MO_KANSAS_CITY_DOWNTOWN_A
64012 | KS_OLATHE_JOHNSON_CO
64013 | MO_KANSAS_CITY_DOWNTOWN_A
64018 | MO_KANSAS_CITY_INT'L_ARPT
64019 | MO_WHITEMAN_AFB
64024 | MO_KANSAS_CITY_DOWNTOWN_A
64028 | MO_KANSAS_CITY_INT'L_ARPT
64029 | MO_KANSAS_CITY_DOWNTOWN_A
64030 | KS_OLATHE_JOHNSON_CO
64035 | MO_KANSAS_CITY_DOWNTOWN_A
64037 | MO_WHITEMAN_AFB
64048 | MO_KANSAS_CITY_INT'L_ARPT
64050 | MO_KANSAS_CITY_DOWNTOWN_A
64060 | MO_KANSAS_CITY_INT'L_ARPT
64061 | MO_WHITEMAN_AFB
64062 | MO_KANSAS_CITY_INT'L_ARPT
64063 | MO_KANSAS_CITY_DOWNTOWN_A
64067 | MO_WHITEMAN_AFB
64068 | MO_KANSAS_CITY_DOWNTOWN_A
64071 | MO_WHITEMAN_AFB
64072 | MO_KANSAS_CITY_DOWNTOWN_A
64076 | MO_WHITEMAN_AFB
64077 | MO_KANSAS_CITY_DOWNTOWN_A
64078 | KS_OLATHE_JOHNSON_CO
64079 | MO_KANSAS_CITY_INT'L_ARPT
64080 | KS_OLATHE_JOHNSON_CO
64081 | MO_KANSAS_CITY_DOWNTOWN_A
64082 | KS_OLATHE_JOHNSON_CO
64084 | MO_KANSAS_CITY_DOWNTOWN_A
64089 | MO_KANSAS_CITY_INT'L_ARPT
64090 | KS_OLATHE_JOHNSON_CO
64092 | MO_KANSAS_CITY_INT'L_ARPT
64093 | MO_WHITEMAN_AFB
64097 | MO_KANSAS_CITY_DOWNTOWN_A
64098 | MO_KANSAS_CITY_INT'L_ARPT
64101 | MO_KANSAS_CITY_DOWNTOWN_A
64134 | KS_OLATHE_JOHNSON_CO
64136 | MO_KANSAS_CITY_DOWNTOWN_A
64137 | KS_OLATHE_JOHNSON_CO
64138 | MO_KANSAS_CITY_DOWNTOWN_A
64145 | KS_OLATHE_JOHNSON_CO
64148 | MO_KANSAS_CITY_DOWNTOWN_A
64149 | KS_OLATHE_JOHNSON_CO
64150 | MO_KANSAS_CITY_DOWNTOWN_A
64152 | MO_KANSAS_CITY_INT'L_ARPT
64158 | MO_KANSAS_CITY_DOWNTOWN_A
64163 | MO_KANSAS_CITY_INT'L_ARPT
64168 | MO_KANSAS_CITY_DOWNTOWN_A
64195 | MO_KANSAS_CITY_INT'L_ARPT
64196 | MO_KANSAS_CITY_DOWNTOWN_A
64401 | MO_ST_JOSEPH_ROSECRANS_ME
64420 | IA_CRESTON
64421 | MO_ST_JOSEPH_ROSECRANS_ME
64424 | IA_CRESTON
64427 | MO_ST_JOSEPH_ROSECRANS_ME
64428 | IA_CLARINDA
64429 | MO_ST_JOSEPH_ROSECRANS_ME
64431 | IA_CLARINDA
64433 | MO_ST_JOSEPH_ROSECRANS_ME
64434 | IA_CLARINDA
64436 | MO_ST_JOSEPH_ROSECRANS_ME
64437 | NE_FALLS_CITY_BRENNER
64438 | MO_ST_JOSEPH_ROSECRANS_ME
64439 | MO_KANSAS_CITY_INT'L_ARPT
64440 | MO_ST_JOSEPH_ROSECRANS_ME
64441 | IA_CRESTON
64443 | MO_ST_JOSEPH_ROSECRANS_ME
64444 | MO_KANSAS_CITY_INT'L_ARPT
64445 | IA_CLARINDA
64446 | NE_FALLS_CITY_BRENNER
64447 | MO_ST_JOSEPH_ROSECRANS_ME
64453 | IA_CLARINDA
64454 | MO_ST_JOSEPH_ROSECRANS_ME
64455 | NE_FALLS_CITY_BRENNER
64456 | IA_CLARINDA
64457 | MO_ST_JOSEPH_ROSECRANS_ME
64458 | IA_CRESTON
64459 | MO_ST_JOSEPH_ROSECRANS_ME
64461 | IA_CLARINDA
64463 | MO_ST_JOSEPH_ROSECRANS_ME
64465 | MO_KANSAS_CITY_INT'L_ARPT
64466 | NE_FALLS_CITY_BRENNER
64467 | IA_CRESTON
64468 | IA_CLARINDA
64469 | MO_ST_JOSEPH_ROSECRANS_ME
64470 | NE_FALLS_CITY_BRENNER
64471 | MO_ST_JOSEPH_ROSECRANS_ME
64475 | IA_CLARINDA
64477 | MO_KANSAS_CITY_INT'L_ARPT
64478 | IA_CLARINDA
64480 | MO_ST_JOSEPH_ROSECRANS_ME
64481 | IA_CRESTON
64482 | NE_FALLS_CITY_BRENNER
64483 | MO_ST_JOSEPH_ROSECRANS_ME
64486 | IA_CLARINDA
64489 | MO_ST_JOSEPH_ROSECRANS_ME
64491 | IA_SHENANDOAH_MUNI
64492 | MO_KANSAS_CITY_INT'L_ARPT
64494 | MO_ST_JOSEPH_ROSECRANS_ME
64496 | IA_SHENANDOAH_MUNI
64497 | MO_ST_JOSEPH_ROSECRANS_ME
64498 | IA_SHENANDOAH_MUNI
64499 | IA_CLARINDA
64501 | MO_ST_JOSEPH_ROSECRANS_ME
64601 | MO_KIRKSVILLE_REGIONAL_AP
64620 | MO_ST_JOSEPH_ROSECRANS_ME
64621 | MO_KIRKSVILLE_REGIONAL_AP
64622 | MO_WHITEMAN_AFB
64624 | MO_KANSAS_CITY_INT'L_ARPT
64628 | MO_KIRKSVILLE_REGIONAL_AP
64632 | IA_CRESTON
64633 | MO_WHITEMAN_AFB
64635 | MO_KIRKSVILLE_REGIONAL_AP
64636 | MO_ST_JOSEPH_ROSECRANS_ME
64637 | MO_KANSAS_CITY_INT'L_ARPT
64639 | MO_WHITEMAN_AFB
64640 | MO_ST_JOSEPH_ROSECRANS_ME
64641 | MO_KIRKSVILLE_REGIONAL_AP
64642 | MO_ST_JOSEPH_ROSECRANS_ME
64643 | MO_KIRKSVILLE_REGIONAL_AP
64644 | MO_ST_JOSEPH_ROSECRANS_ME
64645 | MO_KIRKSVILLE_REGIONAL_AP
64647 | MO_ST_JOSEPH_ROSECRANS_ME
64650 | MO_KANSAS_CITY_INT'L_ARPT
64651 | MO_KIRKSVILLE_REGIONAL_AP
64654 | MO_ST_JOSEPH_ROSECRANS_ME
64655 | IA_CHARITON
64656 | MO_KANSAS_CITY_INT'L_ARPT
64657 | MO_ST_JOSEPH_ROSECRANS_ME
64658 | MO_KIRKSVILLE_REGIONAL_AP
64661 | IA_CHARITON
64664 | MO_KANSAS_CITY_INT'L_ARPT
64665 | IA_CHARITON
64667 | MO_KIRKSVILLE_REGIONAL_AP
64668 | MO_KANSAS_CITY_DOWNTOWN_A
64670 | MO_ST_JOSEPH_ROSECRANS_ME
64671 | MO_KANSAS_CITY_INT'L_ARPT
64672 | MO_KIRKSVILLE_REGIONAL_AP
64673 | IA_CHARITON
64674 | MO_KIRKSVILLE_REGIONAL_AP
64680 | MO_KANSAS_CITY_DOWNTOWN_A
64681 | MO_KIRKSVILLE_REGIONAL_AP
64682 | MO_WHITEMAN_AFB
64683 | MO_KIRKSVILLE_REGIONAL_AP
64686 | MO_KANSAS_CITY_INT'L_ARPT
64687 | MO_WHITEMAN_AFB
64688 | MO_KIRKSVILLE_REGIONAL_AP
64689 | MO_ST_JOSEPH_ROSECRANS_ME
64701 | KS_OLATHE_JOHNSON_CO
64724 | MO_WHITEMAN_AFB
64725 | KS_OLATHE_JOHNSON_CO
64726 | MO_WHITEMAN_AFB
64728 | MO_JOPLIN_MUNICIPAL_AP
64730 | KS_OLATHE_JOHNSON_CO
64733 | MO_WHITEMAN_AFB
64734 | KS_OLATHE_JOHNSON_CO
64735 | MO_WHITEMAN_AFB
64741 | MO_JOPLIN_MUNICIPAL_AP
64742 | KS_OLATHE_JOHNSON_CO
64744 | MO_SPRINGFIELD_REGIONAL_A
64745 | KS_OLATHE_JOHNSON_CO
64748 | MO_JOPLIN_MUNICIPAL_AP
64752 | KS_OLATHE_JOHNSON_CO
64755 | MO_JOPLIN_MUNICIPAL_AP
64761 | MO_WHITEMAN_AFB
64762 | MO_JOPLIN_MUNICIPAL_AP
64763 | MO_WHITEMAN_AFB
64765 | MO_JOPLIN_MUNICIPAL_AP
64770 | MO_WHITEMAN_AFB
64771 | MO_JOPLIN_MUNICIPAL_AP
64776 | MO_WHITEMAN_AFB
64777 | KS_OLATHE_JOHNSON_CO
64778 | KS_CHANUTE_MARTIN_JOHNSON
64779 | KS_OLATHE_JOHNSON_CO
64780 | MO_WHITEMAN_AFB
64784 | MO_JOPLIN_MUNICIPAL_AP
64788 | MO_WHITEMAN_AFB
64790 | MO_JOPLIN_MUNICIPAL_AP
64831 | AR_BENTONVILLE_AWOS
64832 | MO_JOPLIN_MUNICIPAL_AP
64842 | AR_ROGERS_AWOS
64843 | MO_JOPLIN_MUNICIPAL_AP
64847 | AR_BENTONVILLE_AWOS
64848 | MO_JOPLIN_MUNICIPAL_AP
64854 | AR_BENTONVILLE_AWOS
64855 | MO_JOPLIN_MUNICIPAL_AP
64856 | AR_BENTONVILLE_AWOS
64857 | MO_JOPLIN_MUNICIPAL_AP
64861 | AR_ROGERS_AWOS
64862 | MO_JOPLIN_MUNICIPAL_AP
64863 | AR_SILOAM_SPRINGAWOS
64864 | MO_JOPLIN_MUNICIPAL_AP
64867 | AR_ROGERS_AWOS
64868 | AR_BENTONVILLE_AWOS
64869 | MO_JOPLIN_MUNICIPAL_AP
64874 | AR_ROGERS_AWOS
64944 | MO_KANSAS_CITY_DOWNTOWN_A
65001 | MO_VICHY_ROLLA_NATL_ARPT
65010 | MO_COLUMBIA_REGIONAL_AIRP
65011 | MO_KAISER_MEM_AWOS
65013 | MO_VICHY_ROLLA_NATL_ARPT
65016 | MO_JEFFERSON_CITY_MEM
65017 | MO_KAISER_MEM_AWOS
65018 | MO_COLUMBIA_REGIONAL_AIRP
65020 | MO_KAISER_MEM_AWOS
65022 | MO_JEFFERSON_CITY_MEM
65025 | MO_COLUMBIA_REGIONAL_AIRP
65026 | MO_KAISER_MEM_AWOS
65035 | MO_VICHY_ROLLA_NATL_ARPT
65036 | MO_JEFFERSON_CITY_MEM
65037 | MO_KAISER_MEM_AWOS
65039 | MO_COLUMBIA_REGIONAL_AIRP
65040 | MO_JEFFERSON_CITY_MEM
65046 | MO_COLUMBIA_REGIONAL_AIRP
65047 | MO_KAISER_MEM_AWOS
65048 | MO_JEFFERSON_CITY_MEM
65049 | MO_KAISER_MEM_AWOS
65050 | MO_JEFFERSON_CITY_MEM
65052 | MO_KAISER_MEM_AWOS
65053 | MO_JEFFERSON_CITY_MEM
65062 | MO_VICHY_ROLLA_NATL_ARPT
65063 | MO_COLUMBIA_REGIONAL_AIRP
65064 | MO_KAISER_MEM_AWOS
65066 | MO_VICHY_ROLLA_NATL_ARPT
65067 | MO_JEFFERSON_CITY_MEM
65068 | MO_COLUMBIA_REGIONAL_AIRP
65069 | MO_JEFFERSON_CITY_MEM
65072 | MO_KAISER_MEM_AWOS
65074 | MO_JEFFERSON_CITY_MEM
65075 | MO_KAISER_MEM_AWOS
65076 | MO_JEFFERSON_CITY_MEM
65078 | MO_KAISER_MEM_AWOS
65080 | MO_JEFFERSON_CITY_MEM
65081 | MO_COLUMBIA_REGIONAL_AIRP
65082 | MO_KAISER_MEM_AWOS
65085 | MO_JEFFERSON_CITY_MEM
65201 | MO_COLUMBIA_REGIONAL_AIRP
65236 | MO_KIRKSVILLE_REGIONAL_AP
65237 | MO_COLUMBIA_REGIONAL_AIRP
65239 | MO_KIRKSVILLE_REGIONAL_AP
65240 | MO_COLUMBIA_REGIONAL_AIRP
65244 | MO_KIRKSVILLE_REGIONAL_AP
65248 | MO_COLUMBIA_REGIONAL_AIRP
65259 | MO_KIRKSVILLE_REGIONAL_AP
65262 | MO_COLUMBIA_REGIONAL_AIRP
65264 | IL_QUINCY_MUNI_BALDWIN_FL
65265 | MO_COLUMBIA_REGIONAL_AIRP
65276 | MO_WHITEMAN_AFB
65278 | MO_COLUMBIA_REGIONAL_AIRP
65281 | MO_KIRKSVILLE_REGIONAL_AP
65282 | MO_COLUMBIA_REGIONAL_AIRP
65283 | IL_QUINCY_MUNI_BALDWIN_FL
65284 | MO_COLUMBIA_REGIONAL_AIRP
65286 | MO_KIRKSVILLE_REGIONAL_AP
65287 | MO_COLUMBIA_REGIONAL_AIRP
65301 | MO_WHITEMAN_AFB
65324 | MO_KAISER_MEM_AWOS
65325 | MO_WHITEMAN_AFB
65329 | MO_KAISER_MEM_AWOS
65330 | MO_WHITEMAN_AFB
65338 | MO_KAISER_MEM_AWOS
65339 | MO_WHITEMAN_AFB
65355 | MO_KAISER_MEM_AWOS
65360 | MO_WHITEMAN_AFB
65401 | MO_VICHY_ROLLA_NATL_ARPT
65433 | MO_FT_LNRD_WD_AAF
65438 | MO_POPLAR_BLUFFAMOS
65439 | MO_FARMINGTON
65441 | MO_VICHY_ROLLA_NATL_ARPT
65444 | MO_FT_LNRD_WD_AAF
65446 | MO_VICHY_ROLLA_NATL_ARPT
65452 | MO_FT_LNRD_WD_AAF
65453 | MO_VICHY_ROLLA_NATL_ARPT
65457 | MO_FT_LNRD_WD_AAF
65463 | MO_KAISER_MEM_AWOS
65464 | MO_FT_LNRD_WD_AAF
65466 | MO_POPLAR_BLUFFAMOS
65468 | MO_FT_LNRD_WD_AAF
65486 | MO_KAISER_MEM_AWOS
65501 | MO_FT_LNRD_WD_AAF
65532 | MO_VICHY_ROLLA_NATL_ARPT
65534 | MO_FT_LNRD_WD_AAF
65535 | MO_VICHY_ROLLA_NATL_ARPT
65536 | MO_FT_LNRD_WD_AAF
65550 | MO_VICHY_ROLLA_NATL_ARPT
65552 | MO_FT_LNRD_WD_AAF
65559 | MO_VICHY_ROLLA_NATL_ARPT
65560 | MO_FT_LNRD_WD_AAF
65565 | MO_FARMINGTON
65567 | MO_KAISER_MEM_AWOS
65570 | MO_FT_LNRD_WD_AAF
65580 | MO_VICHY_ROLLA_NATL_ARPT
65583 | MO_FT_LNRD_WD_AAF
65586 | MO_VICHY_ROLLA_NATL_ARPT
65588 | MO_POPLAR_BLUFFAMOS
65589 | MO_FT_LNRD_WD_AAF
65590 | MO_SPRINGFIELD_REGIONAL_A
65591 | MO_KAISER_MEM_AWOS
65601 | MO_SPRINGFIELD_REGIONAL_A
65606 | AR_WALNUT_RIDGE_AWOS
65607 | MO_SPRINGFIELD_REGIONAL_A
65609 | AR_FLIPPIN_AWOS
65610 | MO_SPRINGFIELD_REGIONAL_A
65611 | AR_HARRISON_FAA_AP
65612 | MO_SPRINGFIELD_REGIONAL_A
65614 | AR_HARRISON_FAA_AP
65617 | MO_SPRINGFIELD_REGIONAL_A
65618 | AR_FLIPPIN_AWOS
65619 | MO_SPRINGFIELD_REGIONAL_A
65623 | AR_ROGERS_AWOS
65624 | MO_SPRINGFIELD_REGIONAL_A
65625 | AR_ROGERS_AWOS
65626 | AR_FLIPPIN_AWOS
65627 | AR_HARRISON_FAA_AP
65629 | MO_SPRINGFIELD_REGIONAL_A
65634 | MO_KAISER_MEM_AWOS
65635 | MO_SPRINGFIELD_REGIONAL_A
65637 | AR_FLIPPIN_AWOS
65640 | MO_SPRINGFIELD_REGIONAL_A
65641 | AR_ROGERS_AWOS
65644 | MO_SPRINGFIELD_REGIONAL_A
65647 | AR_ROGERS_AWOS
65648 | MO_SPRINGFIELD_REGIONAL_A
65653 | AR_HARRISON_FAA_AP
65654 | MO_SPRINGFIELD_REGIONAL_A
65655 | AR_FLIPPIN_AWOS
65656 | MO_SPRINGFIELD_REGIONAL_A
65658 | AR_ROGERS_AWOS
65659 | MO_SPRINGFIELD_REGIONAL_A
65660 | MO_FT_LNRD_WD_AAF
65661 | MO_SPRINGFIELD_REGIONAL_A
65662 | MO_FT_LNRD_WD_AAF
65663 | MO_SPRINGFIELD_REGIONAL_A
65666 | AR_FLIPPIN_AWOS
65667 | MO_FT_LNRD_WD_AAF
65668 | MO_KAISER_MEM_AWOS
65669 | MO_SPRINGFIELD_REGIONAL_A
65672 | AR_HARRISON_FAA_AP
65674 | MO_SPRINGFIELD_REGIONAL_A
65676 | AR_FLIPPIN_AWOS
65679 | AR_HARRISON_FAA_AP
65682 | MO_SPRINGFIELD_REGIONAL_A
65686 | AR_HARRISON_FAA_AP
65688 | AR_FLIPPIN_AWOS
65689 | MO_FT_LNRD_WD_AAF
65690 | AR_WALNUT_RIDGE_AWOS
65692 | AR_FLIPPIN_AWOS
65702 | MO_FT_LNRD_WD_AAF
65704 | MO_SPRINGFIELD_REGIONAL_A
65708 | MO_JOPLIN_MUNICIPAL_AP
65710 | MO_SPRINGFIELD_REGIONAL_A
65711 | MO_FT_LNRD_WD_AAF
65712 | MO_SPRINGFIELD_REGIONAL_A
65715 | AR_FLIPPIN_AWOS
65717 | MO_FT_LNRD_WD_AAF
65720 | MO_SPRINGFIELD_REGIONAL_A
65722 | MO_FT_LNRD_WD_AAF
65723 | MO_JOPLIN_MUNICIPAL_AP
65724 | MO_SPRINGFIELD_REGIONAL_A
65726 | AR_HARRISON_FAA_AP
65727 | MO_SPRINGFIELD_REGIONAL_A
65729 | AR_FLIPPIN_AWOS
65730 | AR_ROGERS_AWOS
65731 | AR_HARRISON_FAA_AP
65732 | MO_KAISER_MEM_AWOS
65733 | AR_HARRISON_FAA_AP
65734 | MO_JOPLIN_MUNICIPAL_AP
65735 | MO_WHITEMAN_AFB
65737 | MO_SPRINGFIELD_REGIONAL_A
65739 | AR_HARRISON_FAA_AP
65741 | AR_FLIPPIN_AWOS
65742 | MO_SPRINGFIELD_REGIONAL_A
65744 | AR_HARRISON_FAA_AP
65745 | AR_ROGERS_AWOS
65746 | MO_SPRINGFIELD_REGIONAL_A
65747 | AR_ROGERS_AWOS
65752 | MO_SPRINGFIELD_REGIONAL_A
65755 | AR_FLIPPIN_AWOS
65756 | MO_JOPLIN_MUNICIPAL_AP
65757 | MO_SPRINGFIELD_REGIONAL_A
65759 | AR_HARRISON_FAA_AP
65760 | AR_FLIPPIN_AWOS
65764 | MO_KAISER_MEM_AWOS
65765 | MO_SPRINGFIELD_REGIONAL_A
65766 | AR_FLIPPIN_AWOS
65767 | MO_SPRINGFIELD_REGIONAL_A
65768 | AR_FLIPPIN_AWOS
65769 | MO_SPRINGFIELD_REGIONAL_A
65771 | AR_HARRISON_FAA_AP
65772 | AR_ROGERS_AWOS
65773 | AR_FLIPPIN_AWOS
65774 | MO_SPRINGFIELD_REGIONAL_A
65775 | AR_FLIPPIN_AWOS
65778 | AR_WALNUT_RIDGE_AWOS
65779 | MO_KAISER_MEM_AWOS
65781 | MO_SPRINGFIELD_REGIONAL_A
65783 | MO_KAISER_MEM_AWOS
65784 | AR_FLIPPIN_AWOS
65785 | MO_SPRINGFIELD_REGIONAL_A
65786 | MO_KAISER_MEM_AWOS
65788 | AR_FLIPPIN_AWOS
65791 | AR_WALNUT_RIDGE_AWOS
65793 | MO_FT_LNRD_WD_AAF
65801 | MO_SPRINGFIELD_REGIONAL_A
66002 | MO_ST_JOSEPH_ROSECRANS_ME
66006 | KS_OLATHE_JOHNSON_CO_INDU
66007 | MO_KANSAS_CITY_INT'L_ARPT
66008 | MO_ST_JOSEPH_ROSECRANS_ME
66010 | KS_CHANUTE_MARTIN_JOHNSON
66012 | MO_KANSAS_CITY_DOWNTOWN_A
66013 | KS_OLATHE_JOHNSON_CO
66014 | KS_OLATHE_JOHNSON_CO_INDU
66015 | KS_CHANUTE_MARTIN_JOHNSON
66016 | MO_ST_JOSEPH_ROSECRANS_ME
66018 | KS_OLATHE_JOHNSON_CO_INDU
66020 | MO_KANSAS_CITY_INT'L_ARPT
66021 | KS_OLATHE_JOHNSON_CO_INDU
66023 | MO_ST_JOSEPH_ROSECRANS_ME
66025 | KS_OLATHE_JOHNSON_CO_INDU
66027 | MO_KANSAS_CITY_INT'L_ARPT
66030 | KS_OLATHE_JOHNSON_CO_INDU
66035 | MO_ST_JOSEPH_ROSECRANS_ME
66036 | KS_OLATHE_JOHNSON_CO_INDU
66039 | KS_CHANUTE_MARTIN_JOHNSON
66040 | KS_OLATHE_JOHNSON_CO_INDU
66041 | MO_ST_JOSEPH_ROSECRANS_ME
66042 | KS_OLATHE_JOHNSON_CO_INDU
66043 | MO_KANSAS_CITY_INT'L_ARPT
66044 | KS_OLATHE_JOHNSON_CO_INDU
66047 | KS_TOPEKA_MUNICIPAL_AP
66048 | MO_KANSAS_CITY_INT'L_ARPT
66049 | KS_TOPEKA_MUNICIPAL_AP
66051 | KS_OLATHE_JOHNSON_CO_INDU
66053 | KS_OLATHE_JOHNSON_CO
66054 | KS_TOPEKA_MUNICIPAL_AP
66056 | KS_OLATHE_JOHNSON_CO_INDU
66058 | KS_TOPEKA_MUNICIPAL_AP
66061 | KS_OLATHE_JOHNSON_CO_INDU
66062 | KS_OLATHE_JOHNSON_CO
66063 | KS_OLATHE_JOHNSON_CO_INDU
66066 | KS_TOPEKA_MUNICIPAL_AP
66067 | KS_OLATHE_JOHNSON_CO_INDU
66070 | KS_TOPEKA_MUNICIPAL_AP
66071 | KS_OLATHE_JOHNSON_CO_INDU
66073 | KS_TOPEKA_MUNICIPAL_AP
66075 | KS_OLATHE_JOHNSON_CO_INDU
66076 | KS_TOPEKA_FORBES_FIELD
66077 | MO_KANSAS_CITY_INT'L_ARPT
66078 | KS_OLATHE_JOHNSON_CO_INDU
66080 | KS_OLATHE_JOHNSON_CO
66083 | KS_OLATHE_JOHNSON_CO_INDU
66085 | KS_OLATHE_JOHNSON_CO
66086 | KS_OLATHE_JOHNSON_CO_INDU
66087 | MO_ST_JOSEPH_ROSECRANS_ME
66088 | KS_TOPEKA_MUNICIPAL_AP
66090 | MO_ST_JOSEPH_ROSECRANS_ME
66091 | KS_CHANUTE_MARTIN_JOHNSON
66092 | KS_OLATHE_JOHNSON_CO_INDU
66093 | KS_CHANUTE_MARTIN_JOHNSON
66094 | NE_FALLS_CITY_BRENNER
66095 | KS_TOPEKA_FORBES_FIELD
66097 | KS_TOPEKA_MUNICIPAL_AP
66101 | MO_KANSAS_CITY_DOWNTOWN_A
66206 | KS_OLATHE_JOHNSON_CO
66208 | MO_KANSAS_CITY_DOWNTOWN_A
66209 | KS_OLATHE_JOHNSON_CO
66216 | MO_KANSAS_CITY_DOWNTOWN_A
66217 | KS_OLATHE_JOHNSON_CO
66222 | MO_KANSAS_CITY_DOWNTOWN_A
66223 | KS_OLATHE_JOHNSON_CO
66225 | MO_KANSAS_CITY_DOWNTOWN_A
66226 | KS_OLATHE_JOHNSON_CO
66227 | KS_OLATHE_JOHNSON_CO_INDU
66250 | MO_KANSAS_CITY_DOWNTOWN_A
66401 | KS_MANHATTAN_RGNL
66402 | KS_TOPEKA_FORBES_FIELD
66403 | NE_BEATRICE_MUNICIPAL
66404 | NE_FALLS_CITY_BRENNER
66406 | NE_BEATRICE_MUNICIPAL
66407 | KS_MANHATTAN_RGNL
66408 | NE_FALLS_CITY_BRENNER
66409 | KS_TOPEKA_FORBES_FIELD
66411 | KS_MANHATTAN_RGNL
66412 | NE_BEATRICE_MUNICIPAL
66413 | KS_TOPEKA_FORBES_FIELD
66415 | NE_FALLS_CITY_BRENNER
66416 | KS_TOPEKA_MUNICIPAL_AP
66417 | NE_FALLS_CITY_BRENNER
66418 | KS_TOPEKA_MUNICIPAL_AP
66420 | KS_TOPEKA_FORBES_FIELD
66422 | KS_TOPEKA_MUNICIPAL_AP
66423 | KS_TOPEKA_FORBES_FIELD
66424 | MO_ST_JOSEPH_ROSECRANS_ME
66425 | NE_FALLS_CITY_BRENNER
66426 | KS_MANHATTAN_RGNL
66428 | NE_FALLS_CITY_BRENNER
66429 | KS_TOPEKA_MUNICIPAL_AP
66431 | KS_MANHATTAN_RGNL
66432 | KS_TOPEKA_MUNICIPAL_AP
66434 | NE_FALLS_CITY_BRENNER
66436 | KS_TOPEKA_MUNICIPAL_AP
66438 | NE_BEATRICE_MUNICIPAL
66439 | NE_FALLS_CITY_BRENNER
66440 | KS_TOPEKA_MUNICIPAL_AP
66441 | KS_FORT_RILEY_MARSHALL_AA
66449 | KS_MANHATTAN_RGNL
66451 | KS_TOPEKA_FORBES_FIELD
66501 | KS_MANHATTAN_RGNL
66507 | KS_TOPEKA_MUNICIPAL_AP
66508 | NE_BEATRICE_MUNICIPAL
66509 | NE_FALLS_CITY_BRENNER
66510 | KS_TOPEKA_FORBES_FIELD
66512 | KS_TOPEKA_MUNICIPAL_AP
66514 | KS_FORT_RILEY_MARSHALL_AA
66515 | NE_FALLS_CITY_BRENNER
66517 | KS_MANHATTAN_RGNL
66518 | NE_BEATRICE_MUNICIPAL
66520 | KS_MANHATTAN_RGNL
66522 | NE_FALLS_CITY_BRENNER
66523 | KS_TOPEKA_FORBES_FIELD
66526 | KS_MANHATTAN_RGNL
66527 | NE_FALLS_CITY_BRENNER
66528 | KS_TOPEKA_FORBES_FIELD
66531 | KS_MANHATTAN_RGNL
66532 | NE_FALLS_CITY_BRENNER
66533 | KS_TOPEKA_MUNICIPAL_AP
66534 | NE_FALLS_CITY_BRENNER
66535 | KS_MANHATTAN_RGNL
66536 | KS_TOPEKA_MUNICIPAL_AP
66537 | KS_TOPEKA_FORBES_FIELD
66538 | NE_FALLS_CITY_BRENNER
66539 | KS_TOPEKA_MUNICIPAL_AP
66541 | NE_BEATRICE_MUNICIPAL
66542 | KS_TOPEKA_MUNICIPAL_AP
66543 | KS_TOPEKA_FORBES_FIELD
66544 | KS_MANHATTAN_RGNL
66546 | KS_TOPEKA_FORBES_FIELD
66547 | KS_MANHATTAN_RGNL
66550 | NE_FALLS_CITY_BRENNER
66551 | KS_MANHATTAN_RGNL
66552 | NE_FALLS_CITY_BRENNER
66554 | KS_MANHATTAN_RGNL
66555 | NE_BEATRICE_MUNICIPAL
66601 | KS_TOPEKA_MUNICIPAL_AP
66609 | KS_TOPEKA_FORBES_FIELD
66612 | KS_TOPEKA_MUNICIPAL_AP
66614 | KS_TOPEKA_FORBES_FIELD
66615 | KS_TOPEKA_MUNICIPAL_AP
66619 | KS_TOPEKA_FORBES_FIELD
66620 | KS_TOPEKA_MUNICIPAL_AP
66701 | KS_CHANUTE_MARTIN_JOHNSON
66711 | MO_JOPLIN_MUNICIPAL_AP
66714 | KS_CHANUTE_MARTIN_JOHNSON
66724 | MO_JOPLIN_MUNICIPAL_AP
66727 | KS_CHANUTE_MARTIN_JOHNSON
66728 | MO_JOPLIN_MUNICIPAL_AP
66732 | KS_CHANUTE_MARTIN_JOHNSON
66735 | MO_JOPLIN_MUNICIPAL_AP
66736 | KS_CHANUTE_MARTIN_JOHNSON
66739 | MO_JOPLIN_MUNICIPAL_AP
66740 | KS_CHANUTE_MARTIN_JOHNSON
66741 | MO_JOPLIN_MUNICIPAL_AP
66742 | KS_CHANUTE_MARTIN_JOHNSON
66743 | MO_JOPLIN_MUNICIPAL_AP
66746 | KS_CHANUTE_MARTIN_JOHNSON
66753 | MO_JOPLIN_MUNICIPAL_AP
66754 | KS_CHANUTE_MARTIN_JOHNSON
66756 | MO_JOPLIN_MUNICIPAL_AP
66757 | KS_CHANUTE_MARTIN_JOHNSON
66760 | MO_JOPLIN_MUNICIPAL_AP
66761 | KS_CHANUTE_MARTIN_JOHNSON
66762 | MO_JOPLIN_MUNICIPAL_AP
66767 | KS_CHANUTE_MARTIN_JOHNSON
66770 | MO_JOPLIN_MUNICIPAL_AP
66771 | KS_CHANUTE_MARTIN_JOHNSON
66773 | MO_JOPLIN_MUNICIPAL_AP
66775 | KS_CHANUTE_MARTIN_JOHNSON
66778 | MO_JOPLIN_MUNICIPAL_AP
66779 | KS_CHANUTE_MARTIN_JOHNSON
66781 | MO_JOPLIN_MUNICIPAL_AP
66783 | KS_CHANUTE_MARTIN_JOHNSON
66801 | KS_EMPORIA_MUNICIPAL_AP
66834 | KS_FORT_RILEY_MARSHALL_AA
66835 | KS_EMPORIA_MUNICIPAL_AP
66838 | KS_FORT_RILEY_MARSHALL_AA
66839 | KS_EMPORIA_MUNICIPAL_AP
66840 | KS_NEWTON_AWOS
66842 | KS_EMPORIA_MUNICIPAL_AP
66843 | KS_NEWTON_AWOS
66845 | KS_EMPORIA_MUNICIPAL_AP
66849 | KS_FORT_RILEY_MARSHALL_AA
66850 | KS_EMPORIA_MUNICIPAL_AP
66851 | KS_NEWTON_AWOS
66852 | KS_EMPORIA_MUNICIPAL_AP
66857 | KS_CHANUTE_MARTIN_JOHNSON
66858 | KS_NEWTON_AWOS
66859 | KS_FORT_RILEY_MARSHALL_AA
66860 | KS_EMPORIA_MUNICIPAL_AP
66861 | KS_NEWTON_AWOS
66862 | KS_EMPORIA_MUNICIPAL_AP
66863 | KS_CHANUTE_MARTIN_JOHNSON
66864 | KS_EMPORIA_MUNICIPAL_AP
66866 | KS_NEWTON_AWOS
66868 | KS_EMPORIA_MUNICIPAL_AP
66872 | KS_FORT_RILEY_MARSHALL_AA
66901 | KS_CONCORDIA_BLOSSER_MUNI
66933 | NE_BEATRICE_MUNICIPAL
66935 | KS_CONCORDIA_BLOSSER_MUNI
66945 | NE_BEATRICE_MUNICIPAL
66948 | KS_CONCORDIA_BLOSSER_MUNI
66951 | NE_BREWSTER_FIELD_ARPT
66952 | KS_CONCORDIA_BLOSSER_MUNI
66967 | NE_BREWSTER_FIELD_ARPT
66968 | KS_CONCORDIA_BLOSSER_MUNI
67001 | KS_WICHITA_MID_CONTINENT
67002 | KS_WICHITA_COL_JABARA
67003 | KS_WICHITA_MID_CONTINENT
67005 | OK_PONCA_CITY_MUNICIPAL_A
67008 | KS_MCCONNELL_AFB
67009 | KS_WICHITA_MID_CONTINENT
67010 | KS_WICHITA_COL_JABARA
67013 | KS_MCCONNELL_AFB
67016 | KS_WICHITA_MID_CONTINENT
67017 | KS_WICHITA_COL_JABARA
67018 | OK_PONCA_CITY_MUNICIPAL_A
67019 | KS_MCCONNELL_AFB
67020 | KS_HUTCHINSON_MUNICIPAL_A
67021 | KS_GREAT_BEND_AWOS
67022 | OK_PONCA_CITY_MUNICIPAL_A
67023 | KS_MCCONNELL_AFB
67024 | OK_BARTLESVILLE_PHILLI
67025 | KS_WICHITA_MID_CONTINENT
67028 | KS_GREAT_BEND_AWOS
67029 | KS_DODGE_CITY_REGIONAL_AP
67030 | KS_WICHITA_MID_CONTINENT
67035 | KS_HUTCHINSON_MUNICIPAL_A
67036 | KS_WICHITA_MID_CONTINENT
67037 | KS_MCCONNELL_AFB
67041 | KS_NEWTON_AWOS
67042 | KS_WICHITA_COL_JABARA
67045 | KS_EMPORIA_MUNICIPAL_AP
67047 | KS_CHANUTE_MARTIN_JOHNSON
67049 | KS_WICHITA_MID_CONTINENT
67051 | OK_PONCA_CITY_MUNICIPAL_A
67052 | KS_WICHITA_MID_CONTINENT
67053 | KS_NEWTON_AWOS
67054 | KS_DODGE_CITY_REGIONAL_AP
67055 | KS_WICHITA_COL_JABARA
67056 | KS_NEWTON_AWOS
67057 | OK_VANCE_AFB
67058 | KS_WICHITA_MID_CONTINENT
67059 | KS_DODGE_CITY_REGIONAL_AP
67060 | KS_MCCONNELL_AFB
67061 | OK_VANCE_AFB
67062 | KS_NEWTON_AWOS
67065 | KS_HUTCHINSON_MUNICIPAL_A
67066 | KS_GREAT_BEND_AWOS
67067 | KS_WICHITA_COL_JABARA
67068 | KS_WICHITA_MID_CONTINENT
67070 | OK_VANCE_AFB
67071 | KS_GREAT_BEND_AWOS
67072 | KS_MCCONNELL_AFB
67073 | KS_NEWTON_AWOS
67074 | KS_WICHITA_COL_JABARA
67101 | KS_WICHITA_MID_CONTINENT
67102 | OK_BARTLESVILLE_PHILLI
67103 | KS_WICHITA_MID_CONTINENT
67104 | KS_HUTCHINSON_MUNICIPAL_A
67105 | KS_WICHITA_MID_CONTINENT
67107 | KS_NEWTON_AWOS
67108 | KS_HUTCHINSON_MUNICIPAL_A
67109 | KS_DODGE_CITY_REGIONAL_AP
67110 | KS_MCCONNELL_AFB
67111 | KS_WICHITA_MID_CONTINENT
67112 | KS_HUTCHINSON_MUNICIPAL_A
67114 | KS_NEWTON_AWOS
67118 | KS_WICHITA_MID_CONTINENT
67119 | KS_MCCONNELL_AFB
67122 | KS_CHANUTE_MARTIN_JOHNSON
67123 | KS_NEWTON_AWOS
67124 | KS_GREAT_BEND_AWOS
67127 | KS_DODGE_CITY_REGIONAL_AP
67128 | KS_WICHITA_MID_CONTINENT
67131 | KS_MCCONNELL_AFB
67132 | KS_WICHITA_COL_JABARA
67133 | KS_MCCONNELL_AFB
67134 | KS_HUTCHINSON_MUNICIPAL_A
67135 | KS_NEWTON_AWOS
67137 | KS_CHANUTE_MARTIN_JOHNSON
67138 | KS_WICHITA_MID_CONTINENT
67140 | OK_PONCA_CITY_MUNICIPAL_A
67142 | KS_WICHITA_MID_CONTINENT
67143 | KS_DODGE_CITY_REGIONAL_AP
67144 | KS_WICHITA_COL_JABARA
67146 | KS_MCCONNELL_AFB
67147 | KS_WICHITA_COL_JABARA
67149 | KS_WICHITA_MID_CONTINENT
67150 | OK_PONCA_CITY_MUNICIPAL_A
67151 | KS_NEWTON_AWOS
67152 | KS_MCCONNELL_AFB
67154 | KS_NEWTON_AWOS
67155 | KS_DODGE_CITY_REGIONAL_AP
67156 | KS_MCCONNELL_AFB
67159 | KS_WICHITA_MID_CONTINENT
67202 | KS_MCCONNELL_AFB
67203 | KS_WICHITA_MID_CONTINENT
67204 | KS_WICHITA_COL_JABARA
67205 | KS_WICHITA_MID_CONTINENT
67206 | KS_WICHITA_COL_JABARA
67207 | KS_MCCONNELL_AFB
67208 | KS_WICHITA_COL_JABARA
67209 | KS_WICHITA_MID_CONTINENT
67210 | KS_MCCONNELL_AFB
67212 | KS_WICHITA_MID_CONTINENT
67214 | KS_WICHITA_COL_JABARA
67215 | KS_WICHITA_MID_CONTINENT
67216 | KS_MCCONNELL_AFB
67217 | KS_WICHITA_MID_CONTINENT
67218 | KS_MCCONNELL_AFB
67219 | KS_WICHITA_COL_JABARA
67221 | KS_MCCONNELL_AFB
67223 | KS_WICHITA_MID_CONTINENT
67226 | KS_WICHITA_COL_JABARA
67227 | KS_WICHITA_MID_CONTINENT
67228 | KS_WICHITA_COL_JABARA
67231 | KS_WICHITA_MID_CONTINENT
67232 | KS_MCCONNELL_AFB
67235 | KS_WICHITA_MID_CONTINENT
67236 | KS_MCCONNELL_AFB
67251 | KS_WICHITA_MID_CONTINENT
67301 | KS_CHANUTE_MARTIN_JOHNSON
67332 | MO_JOPLIN_MUNICIPAL_AP
67333 | OK_BARTLESVILLE_PHILLI
67335 | KS_CHANUTE_MARTIN_JOHNSON
67337 | OK_BARTLESVILLE_PHILLI
67341 | KS_CHANUTE_MARTIN_JOHNSON
67342 | OK_BARTLESVILLE_PHILLI
67344 | KS_CHANUTE_MARTIN_JOHNSON
67345 | OK_BARTLESVILLE_PHILLI
67349 | KS_CHANUTE_MARTIN_JOHNSON
67355 | OK_BARTLESVILLE_PHILLI
67356 | MO_JOPLIN_MUNICIPAL_AP
67357 | KS_CHANUTE_MARTIN_JOHNSON
67360 | OK_BARTLESVILLE_PHILLI
67363 | KS_CHANUTE_MARTIN_JOHNSON
67401 | KS_SALINA_MUNICIPAL_AP
67410 | KS_FORT_RILEY_MARSHALL_AA
67416 | KS_SALINA_MUNICIPAL_AP
67417 | KS_CONCORDIA_BLOSSER_MUNI
67422 | KS_SALINA_MUNICIPAL_AP
67423 | KS_RUSSELL_MUNICIPAL_AP
67425 | KS_SALINA_MUNICIPAL_AP
67427 | KS_GREAT_BEND_AWOS
67428 | KS_NEWTON_AWOS
67430 | KS_CONCORDIA_BLOSSER_MUNI
67431 | KS_FORT_RILEY_MARSHALL_AA
67432 | KS_CONCORDIA_BLOSSER_MUNI
67437 | KS_RUSSELL_MUNICIPAL_AP
67438 | KS_NEWTON_AWOS
67439 | KS_SALINA_MUNICIPAL_AP
67441 | KS_FORT_RILEY_MARSHALL_AA
67442 | KS_SALINA_MUNICIPAL_AP
67443 | KS_HUTCHINSON_MUNICIPAL_A
67445 | KS_CONCORDIA_BLOSSER_MUNI
67447 | KS_MANHATTAN_RGNL
67448 | KS_SALINA_MUNICIPAL_AP
67449 | KS_FORT_RILEY_MARSHALL_AA
67450 | KS_SALINA_MUNICIPAL_AP
67451 | KS_FORT_RILEY_MARSHALL_AA
67452 | KS_RUSSELL_MUNICIPAL_AP
67454 | KS_SALINA_MUNICIPAL_AP
67457 | KS_HUTCHINSON_MUNICIPAL_A
67458 | KS_SALINA_MUNICIPAL_AP
67459 | KS_GREAT_BEND_AWOS
67460 | KS_HUTCHINSON_MUNICIPAL_A
67464 | KS_SALINA_MUNICIPAL_AP
67466 | KS_CONCORDIA_BLOSSER_MUNI
67467 | KS_SALINA_MUNICIPAL_AP
67468 | KS_CONCORDIA_BLOSSER_MUNI
67470 | KS_SALINA_MUNICIPAL_AP
67473 | KS_RUSSELL_MUNICIPAL_AP
67475 | KS_FORT_RILEY_MARSHALL_AA
67476 | KS_SALINA_MUNICIPAL_AP
67478 | KS_CONCORDIA_BLOSSER_MUNI
67480 | KS_FORT_RILEY_MARSHALL_AA
67481 | KS_RUSSELL_MUNICIPAL_AP
67482 | KS_SALINA_MUNICIPAL_AP
67485 | KS_RUSSELL_MUNICIPAL_AP
67487 | KS_FORT_RILEY_MARSHALL_AA
67490 | KS_RUSSELL_MUNICIPAL_AP
67491 | KS_HUTCHINSON_MUNICIPAL_A
67492 | KS_FORT_RILEY_MARSHALL_AA
67501 | KS_HUTCHINSON_MUNICIPAL_A
67511 | KS_GREAT_BEND_AWOS
67512 | KS_HUTCHINSON_MUNICIPAL_A
67513 | KS_HAYS_MUNI_AWOS
67514 | KS_HUTCHINSON_MUNICIPAL_A
67515 | KS_HAYS_MUNI_AWOS
67518 | KS_GARDEN_CITY_MUNICIPAL
67519 | KS_GREAT_BEND_AWOS
67521 | KS_HAYS_MUNI_AWOS
67522 | KS_HUTCHINSON_MUNICIPAL_A
67523 | KS_GREAT_BEND_AWOS
67543 | KS_HUTCHINSON_MUNICIPAL_A
67544 | KS_GREAT_BEND_AWOS
67546 | KS_HUTCHINSON_MUNICIPAL_A
67547 | KS_DODGE_CITY_REGIONAL_AP
67548 | KS_HAYS_MUNI_AWOS
67550 | KS_GREAT_BEND_AWOS
67553 | KS_HAYS_MUNI_AWOS
67554 | KS_HUTCHINSON_MUNICIPAL_A
67556 | KS_HAYS_MUNI_AWOS
67557 | KS_GREAT_BEND_AWOS
67560 | KS_HAYS_MUNI_AWOS
67561 | KS_HUTCHINSON_MUNICIPAL_A
67563 | KS_DODGE_CITY_REGIONAL_AP
67564 | KS_GREAT_BEND_AWOS
67566 | KS_HUTCHINSON_MUNICIPAL_A
67567 | KS_GREAT_BEND_AWOS
67568 | KS_HUTCHINSON_MUNICIPAL_A
67572 | KS_HAYS_MUNI_AWOS
67573 | KS_GREAT_BEND_AWOS
67579 | KS_HUTCHINSON_MUNICIPAL_A
67584 | KS_HAYS_MUNI_AWOS
67585 | KS_HUTCHINSON_MUNICIPAL_A
67601 | KS_HAYS_MUNI_AWOS
67621 | KS_HILL_CITY_MUNICIPAL_AP
67623 | KS_RUSSELL_MUNICIPAL_AP
67625 | KS_HILL_CITY_MUNICIPAL_AP
67626 | KS_RUSSELL_MUNICIPAL_AP
67627 | KS_HAYS_MUNI_AWOS
67628 | KS_CONCORDIA_BLOSSER_MUNI
67629 | KS_HILL_CITY_MUNICIPAL_AP
67634 | KS_RUSSELL_MUNICIPAL_AP
67635 | KS_HILL_CITY_MUNICIPAL_AP
67637 | KS_HAYS_MUNI_AWOS
67638 | KS_RUSSELL_MUNICIPAL_AP
67639 | KS_HILL_CITY_MUNICIPAL_AP
67640 | KS_RUSSELL_MUNICIPAL_AP
67642 | KS_HILL_CITY_MUNICIPAL_AP
67647 | NE_BREWSTER_FIELD_ARPT
67648 | KS_RUSSELL_MUNICIPAL_AP
67650 | KS_HILL_CITY_MUNICIPAL_AP
67651 | KS_RUSSELL_MUNICIPAL_AP
67653 | NE_MCCOOK_MUNICIPAL
67654 | KS_HILL_CITY_MUNICIPAL_AP
67656 | KS_HAYS_MUNI_AWOS
67657 | KS_HILL_CITY_MUNICIPAL_AP
67658 | KS_RUSSELL_MUNICIPAL_AP
67659 | KS_HILL_CITY_MUNICIPAL_AP
67660 | KS_HAYS_MUNI_AWOS
67661 | KS_HILL_CITY_MUNICIPAL_AP
67663 | KS_HAYS_MUNI_AWOS
67664 | KS_HILL_CITY_MUNICIPAL_AP
67665 | KS_RUSSELL_MUNICIPAL_AP
67667 | KS_HAYS_MUNI_AWOS
67669 | KS_HILL_CITY_MUNICIPAL_AP
67671 | KS_HAYS_MUNI_AWOS
67672 | KS_HILL_CITY_MUNICIPAL_AP
67673 | KS_RUSSELL_MUNICIPAL_AP
67674 | KS_HAYS_MUNI_AWOS
67675 | KS_HILL_CITY_MUNICIPAL_AP
67701 | KS_GOODLAND_RENNER_FIELD
67730 | NE_MCCOOK_MUNICIPAL
67731 | KS_GOODLAND_RENNER_FIELD
67736 | KS_HILL_CITY_MUNICIPAL_AP
67739 | NE_MCCOOK_MUNICIPAL
67740 | KS_HILL_CITY_MUNICIPAL_AP
67741 | KS_GOODLAND_RENNER_FIELD
67744 | NE_MCCOOK_MUNICIPAL
67745 | KS_GOODLAND_RENNER_FIELD
67749 | NE_MCCOOK_MUNICIPAL
67751 | KS_HILL_CITY_MUNICIPAL_AP
67755 | KS_GOODLAND_RENNER_FIELD
67757 | KS_HILL_CITY_MUNICIPAL_AP
67758 | KS_GOODLAND_RENNER_FIELD
67801 | KS_DODGE_CITY_REGIONAL_AP
67836 | CO_LAMAR_MUNICIPAL
67837 | KS_GARDEN_CITY_MUNICIPAL
67840 | KS_DODGE_CITY_REGIONAL_AP
67846 | KS_GARDEN_CITY_MUNICIPAL
67849 | KS_DODGE_CITY_REGIONAL_AP
67850 | KS_GARDEN_CITY_MUNICIPAL
67854 | KS_DODGE_CITY_REGIONAL_AP
67855 | KS_LIBERAL_MUNI
67857 | KS_GARDEN_CITY_MUNICIPAL
67859 | KS_LIBERAL_MUNI
67860 | KS_GARDEN_CITY_MUNICIPAL
67862 | CO_LAMAR_MUNICIPAL
67863 | KS_GARDEN_CITY_MUNICIPAL
67864 | KS_LIBERAL_MUNI
67865 | KS_DODGE_CITY_REGIONAL_AP
67867 | KS_GARDEN_CITY_MUNICIPAL
67869 | KS_LIBERAL_MUNI
67871 | KS_GARDEN_CITY_MUNICIPAL
67876 | KS_DODGE_CITY_REGIONAL_AP
67877 | KS_LIBERAL_MUNI
67878 | CO_LAMAR_MUNICIPAL
67880 | KS_GARDEN_CITY_MUNICIPAL
67882 | KS_DODGE_CITY_REGIONAL_AP
67901 | KS_LIBERAL_MUNI
68001 | NE_COLUMBUS_MUNI
68002 | NE_FREMONT_MUNI_ARPT
68003 | NE_LINCOLN_MUNICIPAL_ARPT
68004 | NE_TEKAMAH_ASOS
68005 | NE_BELLEVUE_OFFUTT_AFB
68007 | NE_OMAHA_WSFO
68014 | NE_COLUMBUS_MUNI
68015 | NE_FREMONT_MUNI_ARPT
68016 | NE_BELLEVUE_OFFUTT_AFB
68017 | NE_LINCOLN_MUNICIPAL_ARPT
68018 | NE_FREMONT_MUNI_ARPT
68019 | NE_TEKAMAH_ASOS
68022 | NE_OMAHA_WSFO
68025 | NE_FREMONT_MUNI_ARPT
68028 | NE_BELLEVUE_OFFUTT_AFB
68029 | NE_TEKAMAH_ASOS
68030 | IA_SIOUX_CITY_SIOUX_GATEW
68031 | NE_FREMONT_MUNI_ARPT
68034 | NE_OMAHA_WSFO
68035 | NE_FREMONT_MUNI_ARPT
68036 | NE_COLUMBUS_MUNI
68037 | NE_BELLEVUE_OFFUTT_AFB
68038 | NE_TEKAMAH_ASOS
68039 | IA_SIOUX_CITY_SIOUX_GATEW
68040 | NE_FREMONT_MUNI_ARPT
68041 | NE_LINCOLN_MUNICIPAL_ARPT
68042 | NE_FREMONT_MUNI_ARPT
68045 | NE_TEKAMAH_ASOS
68046 | NE_BELLEVUE_OFFUTT_AFB
68047 | IA_SIOUX_CITY_SIOUX_GATEW
68048 | NE_BELLEVUE_OFFUTT_AFB
68050 | NE_FREMONT_MUNI_ARPT
68054 | NE_BELLEVUE_OFFUTT_AFB
68055 | IA_SIOUX_CITY_SIOUX_GATEW
68056 | NE_BELLEVUE_OFFUTT_AFB
68057 | NE_FREMONT_MUNI_ARPT
68058 | NE_BELLEVUE_OFFUTT_AFB
68061 | NE_TEKAMAH_ASOS
68062 | IA_SIOUX_CITY_SIOUX_GATEW
68063 | NE_TEKAMAH_ASOS
68064 | NE_FREMONT_MUNI_ARPT
68065 | NE_LINCOLN_MUNICIPAL_ARPT
68066 | NE_FREMONT_MUNI_ARPT
68067 | IA_SIOUX_CITY_SIOUX_GATEW
68068 | NE_OMAHA_WSFO
68070 | NE_FREMONT_MUNI_ARPT
68071 | IA_SIOUX_CITY_SIOUX_GATEW
68072 | NE_FREMONT_MUNI_ARPT
68101 | NE_OMAHA_EPPLEY_AIRFIELD
68104 | NE_OMAHA_WSFO
68105 | NE_OMAHA_EPPLEY_AIRFIELD
68107 | NE_BELLEVUE_OFFUTT_AFB
68108 | NE_OMAHA_EPPLEY_AIRFIELD
68109 | NE_OMAHA_WSFO
68110 | NE_OMAHA_EPPLEY_AIRFIELD
68112 | NE_OMAHA_WSFO
68113 | NE_BELLEVUE_OFFUTT_AFB
68114 | NE_OMAHA_WSFO
68117 | NE_BELLEVUE_OFFUTT_AFB
68118 | NE_OMAHA_WSFO
68123 | NE_BELLEVUE_OFFUTT_AFB
68124 | NE_OMAHA_WSFO
68127 | NE_BELLEVUE_OFFUTT_AFB
68130 | NE_OMAHA_WSFO
68131 | NE_OMAHA_EPPLEY_AIRFIELD
68133 | NE_BELLEVUE_OFFUTT_AFB
68134 | NE_OMAHA_WSFO
68136 | NE_BELLEVUE_OFFUTT_AFB
68139 | NE_OMAHA_EPPLEY_AIRFIELD
68142 | NE_OMAHA_WSFO
68145 | NE_OMAHA_EPPLEY_AIRFIELD
68147 | NE_BELLEVUE_OFFUTT_AFB
68152 | NE_OMAHA_WSFO
68157 | NE_BELLEVUE_OFFUTT_AFB
68164 | NE_OMAHA_WSFO
68172 | NE_OMAHA_EPPLEY_AIRFIELD
68301 | NE_BEATRICE_MUNICIPAL
68304 | NE_LINCOLN_MUNICIPAL_ARPT
68305 | NE_FALLS_CITY_BRENNER
68307 | NE_BELLEVUE_OFFUTT_AFB
68309 | NE_BEATRICE_MUNICIPAL
68313 | NE_LINCOLN_MUNICIPAL_ARPT
68315 | NE_BEATRICE_MUNICIPAL
68316 | NE_COLUMBUS_MUNI
68317 | NE_LINCOLN_MUNICIPAL_ARPT
68318 | NE_BEATRICE_MUNICIPAL
68319 | NE_GRAND_ISLAND_CENTRAL_N
68320 | NE_FALLS_CITY_BRENNER
68322 | NE_BEATRICE_MUNICIPAL
68325 | KS_CONCORDIA_BLOSSER_MUNI
68326 | NE_HASTINGS_MUNICIPAL
68327 | KS_CONCORDIA_BLOSSER_MUNI
68328 | NE_BEATRICE_MUNICIPAL
68330 | NE_LINCOLN_MUNICIPAL_ARPT
68331 | NE_BEATRICE_MUNICIPAL
68333 | NE_LINCOLN_MUNICIPAL_ARPT
68335 | NE_HASTINGS_MUNICIPAL
68336 | NE_LINCOLN_MUNICIPAL_ARPT
68337 | NE_FALLS_CITY_BRENNER
68338 | NE_BEATRICE_MUNICIPAL
68339 | NE_LINCOLN_MUNICIPAL_ARPT
68340 | KS_CONCORDIA_BLOSSER_MUNI
68341 | NE_BEATRICE_MUNICIPAL
68343 | NE_LINCOLN_MUNICIPAL_ARPT
68345 | NE_FALLS_CITY_BRENNER
68346 | NE_BELLEVUE_OFFUTT_AFB
68347 | NE_LINCOLN_MUNICIPAL_ARPT
68348 | NE_FALLS_CITY_BRENNER
68349 | NE_BELLEVUE_OFFUTT_AFB
68350 | NE_BEATRICE_MUNICIPAL
68351 | NE_LINCOLN_MUNICIPAL_ARPT
68352 | NE_BEATRICE_MUNICIPAL
68354 | NE_LINCOLN_MUNICIPAL_ARPT
68355 | NE_FALLS_CITY_BRENNER
68357 | NE_BEATRICE_MUNICIPAL
68359 | NE_LINCOLN_MUNICIPAL_ARPT
68361 | NE_BEATRICE_MUNICIPAL
68364 | NE_LINCOLN_MUNICIPAL_ARPT
68365 | NE_HASTINGS_MUNICIPAL
68366 | NE_LINCOLN_MUNICIPAL_ARPT
68367 | NE_COLUMBUS_MUNI
68368 | NE_BEATRICE_MUNICIPAL
68370 | KS_CONCORDIA_BLOSSER_MUNI
68371 | NE_GRAND_ISLAND_CENTRAL_N
68372 | NE_LINCOLN_MUNICIPAL_ARPT
68374 | NE_BEATRICE_MUNICIPAL
68375 | KS_CONCORDIA_BLOSSER_MUNI
68376 | NE_FALLS_CITY_BRENNER
68377 | NE_BEATRICE_MUNICIPAL
68378 | IA_SHENANDOAH_MUNI
68380 | NE_BEATRICE_MUNICIPAL
68382 | IA_SHENANDOAH_MUNI
68401 | NE_GRAND_ISLAND_CENTRAL_N
68402 | NE_LINCOLN_MUNICIPAL_ARPT
68403 | NE_BELLEVUE_OFFUTT_AFB
68404 | NE_LINCOLN_MUNICIPAL_ARPT
68406 | NE_BEATRICE_MUNICIPAL
68407 | NE_BELLEVUE_OFFUTT_AFB
68410 | IA_SHENANDOAH_MUNI
68413 | NE_BELLEVUE_OFFUTT_AFB
68414 | NE_FALLS_CITY_BRENNER
68415 | NE_BEATRICE_MUNICIPAL
68417 | NE_BELLEVUE_OFFUTT_AFB
68418 | NE_LINCOLN_MUNICIPAL_ARPT
68420 | NE_FALLS_CITY_BRENNER
68421 | IA_SHENANDOAH_MUNI
68422 | NE_BEATRICE_MUNICIPAL
68423 | NE_LINCOLN_MUNICIPAL_ARPT
68424 | NE_BEATRICE_MUNICIPAL
68428 | NE_LINCOLN_MUNICIPAL_ARPT
68429 | NE_BEATRICE_MUNICIPAL
68430 | NE_LINCOLN_MUNICIPAL_ARPT
68431 | NE_FALLS_CITY_BRENNER
68434 | NE_LINCOLN_MUNICIPAL_ARPT
68436 | NE_HASTINGS_MUNICIPAL
68437 | NE_FALLS_CITY_BRENNER
68438 | NE_LINCOLN_MUNICIPAL_ARPT
68440 | NE_BEATRICE_MUNICIPAL
68442 | NE_FALLS_CITY_BRENNER
68443 | NE_BEATRICE_MUNICIPAL
68446 | NE_LINCOLN_MUNICIPAL_ARPT
68447 | NE_FALLS_CITY_BRENNER
68448 | IA_SHENANDOAH_MUNI
68450 | NE_BEATRICE_MUNICIPAL
68452 | NE_HASTINGS_MUNICIPAL
68453 | NE_BEATRICE_MUNICIPAL
68454 | NE_LINCOLN_MUNICIPAL_ARPT
68455 | NE_BELLEVUE_OFFUTT_AFB
68456 | NE_LINCOLN_MUNICIPAL_ARPT
68457 | NE_FALLS_CITY_BRENNER
68458 | NE_BEATRICE_MUNICIPAL
68460 | NE_COLUMBUS_MUNI
68461 | NE_LINCOLN_MUNICIPAL_ARPT
68463 | NE_BELLEVUE_OFFUTT_AFB
68464 | NE_BEATRICE_MUNICIPAL
68467 | NE_GRAND_ISLAND_CENTRAL_N
68501 | NE_LINCOLN_MUNICIPAL_ARPT
68601 | NE_COLUMBUS_MUNI
68620 | NE_NORFOLK_KARL_STEFAN_ME
68621 | NE_FREMONT_MUNI_ARPT
68622 | NE_ORD_SHARP_FIELD
68623 | NE_GRAND_ISLAND_CENTRAL_N
68624 | NE_COLUMBUS_MUNI
68627 | NE_ORD_SHARP_FIELD
68628 | NE_GRAND_ISLAND_CENTRAL_N
68629 | NE_COLUMBUS_MUNI
68633 | NE_FREMONT_MUNI_ARPT
68634 | NE_COLUMBUS_MUNI
68635 | NE_LINCOLN_MUNICIPAL_ARPT
68636 | NE_NORFOLK_KARL_STEFAN_ME
68637 | NE_ORD_SHARP_FIELD
68638 | NE_GRAND_ISLAND_CENTRAL_N
68640 | NE_COLUMBUS_MUNI
68644 | NE_NORFOLK_KARL_STEFAN_ME
68647 | NE_COLUMBUS_MUNI
68648 | NE_FREMONT_MUNI_ARPT
68651 | NE_COLUMBUS_MUNI
68652 | NE_NORFOLK_KARL_STEFAN_ME
68653 | NE_COLUMBUS_MUNI
68654 | NE_GRAND_ISLAND_CENTRAL_N
68655 | NE_ORD_SHARP_FIELD
68658 | NE_COLUMBUS_MUNI
68659 | NE_FREMONT_MUNI_ARPT
68660 | NE_COLUMBUS_MUNI
68664 | NE_FREMONT_MUNI_ARPT
68665 | NE_ORD_SHARP_FIELD
68666 | NE_COLUMBUS_MUNI
68701 | NE_NORFOLK_KARL_STEFAN_ME
68710 | IA_SIOUX_CITY_SIOUX_GATEW
68711 | NE_ONEILL_BAKER_FIELD
68714 | NE_AINSWORTH_MUNICIPAL
68715 | NE_NORFOLK_KARL_STEFAN_ME
68718 | SD_CHAN_GURNEY_MUNI
68719 | NE_ONEILL_BAKER_FIELD
68720 | NE_NORFOLK_KARL_STEFAN_ME
68722 | NE_ONEILL_BAKER_FIELD
68723 | NE_NORFOLK_KARL_STEFAN_ME
68724 | SD_CHAN_GURNEY_MUNI
68725 | NE_ONEILL_BAKER_FIELD
68727 | SD_CHAN_GURNEY_MUNI
68728 | IA_SIOUX_CITY_SIOUX_GATEW
68729 | NE_ONEILL_BAKER_FIELD
68730 | SD_CHAN_GURNEY_MUNI
68731 | IA_SIOUX_CITY_SIOUX_GATEW
68734 | NE_ONEILL_BAKER_FIELD
68736 | SD_CHAN_GURNEY_MUNI
68737 | NE_NORFOLK_KARL_STEFAN_ME
68739 | SD_CHAN_GURNEY_MUNI
68740 | NE_NORFOLK_KARL_STEFAN_ME
68741 | IA_SIOUX_CITY_SIOUX_GATEW
68742 | NE_ONEILL_BAKER_FIELD
68743 | IA_SIOUX_CITY_SIOUX_GATEW
68745 | SD_CHAN_GURNEY_MUNI
68746 | NE_ONEILL_BAKER_FIELD
68747 | NE_NORFOLK_KARL_STEFAN_ME
68749 | SD_CHAN_GURNEY_MUNI
68752 | NE_NORFOLK_KARL_STEFAN_ME
68753 | NE_AINSWORTH_MUNICIPAL
68755 | NE_ONEILL_BAKER_FIELD
68756 | NE_NORFOLK_KARL_STEFAN_ME
68757 | IA_SIOUX_CITY_SIOUX_GATEW
68758 | NE_NORFOLK_KARL_STEFAN_ME
68759 | NE_AINSWORTH_MUNICIPAL
68760 | SD_CHAN_GURNEY_MUNI
68761 | NE_NORFOLK_KARL_STEFAN_ME
68763 | NE_ONEILL_BAKER_FIELD
68765 | NE_NORFOLK_KARL_STEFAN_ME
68766 | NE_ONEILL_BAKER_FIELD
68767 | NE_NORFOLK_KARL_STEFAN_ME
68770 | IA_SIOUX_CITY_SIOUX_GATEW
68771 | NE_NORFOLK_KARL_STEFAN_ME
68772 | NE_AINSWORTH_MUNICIPAL
68773 | NE_ONEILL_BAKER_FIELD
68774 | SD_CHAN_GURNEY_MUNI
68776 | IA_SIOUX_CITY_SIOUX_GATEW
68777 | NE_ONEILL_BAKER_FIELD
68778 | NE_AINSWORTH_MUNICIPAL
68779 | NE_NORFOLK_KARL_STEFAN_ME
68780 | NE_ONEILL_BAKER_FIELD
68781 | NE_NORFOLK_KARL_STEFAN_ME
68783 | NE_ONEILL_BAKER_FIELD
68784 | IA_SIOUX_CITY_SIOUX_GATEW
68786 | SD_CHAN_GURNEY_MUNI
68787 | NE_NORFOLK_KARL_STEFAN_ME
68788 | NE_TEKAMAH_ASOS
68789 | NE_ONEILL_BAKER_FIELD
68790 | NE_NORFOLK_KARL_STEFAN_ME
68792 | SD_CHAN_GURNEY_MUNI
68801 | NE_GRAND_ISLAND_CENTRAL_N
68812 | NE_KEARNEY_MUNI_AWOS
68813 | NE_BROKEN_BOW_MUNI
68815 | NE_ORD_SHARP_FIELD
68816 | NE_GRAND_ISLAND_CENTRAL_N
68817 | NE_ORD_SHARP_FIELD
68818 | NE_GRAND_ISLAND_CENTRAL_N
68819 | NE_BROKEN_BOW_MUNI
68820 | NE_GRAND_ISLAND_CENTRAL_N
68821 | NE_BROKEN_BOW_MUNI
68823 | NE_ORD_SHARP_FIELD
68824 | NE_GRAND_ISLAND_CENTRAL_N
68825 | NE_BROKEN_BOW_MUNI
68826 | NE_GRAND_ISLAND_CENTRAL_N
68828 | NE_ORD_SHARP_FIELD
68831 | NE_GRAND_ISLAND_CENTRAL_N
68832 | NE_HASTINGS_MUNICIPAL
68833 | NE_BROKEN_BOW_MUNI
68835 | NE_GRAND_ISLAND_CENTRAL_N
68836 | NE_BREWSTER_FIELD_ARPT
68837 | NE_ORD_SHARP_FIELD
68838 | NE_GRAND_ISLAND_CENTRAL_N
68840 | NE_KEARNEY_MUNI_AWOS
68841 | NE_GRAND_ISLAND_CENTRAL_N
68842 | NE_ORD_SHARP_FIELD
68843 | NE_GRAND_ISLAND_CENTRAL_N
68844 | NE_KEARNEY_MUNI_AWOS
68846 | NE_GRAND_ISLAND_CENTRAL_N
68847 | NE_KEARNEY_MUNI_AWOS
68850 | NE_BREWSTER_FIELD_ARPT
68852 | NE_KEARNEY_MUNI_AWOS
68853 | NE_ORD_SHARP_FIELD
68854 | NE_GRAND_ISLAND_CENTRAL_N
68855 | NE_BROKEN_BOW_MUNI
68858 | NE_KEARNEY_MUNI_AWOS
68859 | NE_ORD_SHARP_FIELD
68860 | NE_BROKEN_BOW_MUNI
68861 | NE_KEARNEY_MUNI_AWOS
68862 | NE_ORD_SHARP_FIELD
68863 | NE_BREWSTER_FIELD_ARPT
68864 | NE_GRAND_ISLAND_CENTRAL_N
68866 | NE_KEARNEY_MUNI_AWOS
68872 | NE_GRAND_ISLAND_CENTRAL_N
68874 | NE_BROKEN_BOW_MUNI
68875 | NE_ORD_SHARP_FIELD
68876 | NE_KEARNEY_MUNI_AWOS
68879 | NE_ORD_SHARP_FIELD
68880 | NE_BROKEN_BOW_MUNI
68882 | NE_ORD_SHARP_FIELD
68883 | NE_HASTINGS_MUNICIPAL
68920 | NE_BREWSTER_FIELD_ARPT
68925 | NE_HASTINGS_MUNICIPAL
68926 | NE_BREWSTER_FIELD_ARPT
68928 | NE_HASTINGS_MUNICIPAL
68929 | NE_BREWSTER_FIELD_ARPT
68930 | NE_HASTINGS_MUNICIPAL
68936 | NE_BREWSTER_FIELD_ARPT
68938 | NE_HASTINGS_MUNICIPAL
68939 | NE_BREWSTER_FIELD_ARPT
68941 | NE_HASTINGS_MUNICIPAL
68943 | KS_CONCORDIA_BLOSSER_MUNI
68944 | NE_HASTINGS_MUNICIPAL
68945 | NE_KEARNEY_MUNI_AWOS
68946 | NE_MCCOOK_MUNICIPAL
68947 | NE_BREWSTER_FIELD_ARPT
68948 | NE_MCCOOK_MUNICIPAL
68949 | NE_BREWSTER_FIELD_ARPT
68950 | NE_HASTINGS_MUNICIPAL
68958 | NE_BREWSTER_FIELD_ARPT
68959 | NE_KEARNEY_MUNI_AWOS
68960 | NE_BREWSTER_FIELD_ARPT
68961 | NE_HASTINGS_MUNICIPAL
68966 | NE_BREWSTER_FIELD_ARPT
68970 | NE_HASTINGS_MUNICIPAL
68971 | NE_BREWSTER_FIELD_ARPT
68973 | NE_HASTINGS_MUNICIPAL
68974 | KS_CONCORDIA_BLOSSER_MUNI
68975 | NE_HASTINGS_MUNICIPAL
68976 | NE_BREWSTER_FIELD_ARPT
68978 | KS_CONCORDIA_BLOSSER_MUNI
68979 | NE_HASTINGS_MUNICIPAL
68981 | NE_BREWSTER_FIELD_ARPT
69001 | NE_MCCOOK_MUNICIPAL
69021 | NE_IMPERIAL_FAA_AP
69022 | NE_MCCOOK_MUNICIPAL
69023 | NE_IMPERIAL_FAA_AP
69024 | NE_MCCOOK_MUNICIPAL
69027 | NE_IMPERIAL_FAA_AP
69028 | NE_BREWSTER_FIELD_ARPT
69029 | NE_NORTH_PLATTE_REGIONAL
69030 | NE_IMPERIAL_FAA_AP
69034 | NE_MCCOOK_MUNICIPAL
69037 | NE_IMPERIAL_FAA_AP
69038 | NE_MCCOOK_MUNICIPAL
69039 | NE_NORTH_PLATTE_REGIONAL
69040 | NE_IMPERIAL_FAA_AP
69042 | NE_MCCOOK_MUNICIPAL
69043 | NE_IMPERIAL_FAA_AP
69044 | NE_MCCOOK_MUNICIPAL
69045 | NE_IMPERIAL_FAA_AP
69046 | NE_MCCOOK_MUNICIPAL
69101 | NE_NORTH_PLATTE_REGIONAL
69120 | NE_BROKEN_BOW_MUNI
69121 | NE_NORTH_PLATTE_REGIONAL
69122 | NE_IMPERIAL_FAA_AP
69123 | NE_NORTH_PLATTE_REGIONAL
69125 | NE_ALLIANCE_MUNICIPAL
69127 | NE_IMPERIAL_FAA_AP
69128 | NE_SCOTTSBLUFF_W_B_HEILIG
69129 | NE_SIDNEY_MUNICIPAL_AP
69130 | NE_BREWSTER_FIELD_ARPT
69131 | NE_SIDNEY_MUNICIPAL_AP
69132 | NE_NORTH_PLATTE_REGIONAL
69133 | NE_SIDNEY_MUNICIPAL_AP
69134 | NE_IMPERIAL_FAA_AP
69135 | NE_AINSWORTH_MUNICIPAL
69138 | NE_NORTH_PLATTE_REGIONAL
69140 | NE_IMPERIAL_FAA_AP
69141 | NE_SIDNEY_MUNICIPAL_AP
69142 | NE_BROKEN_BOW_MUNI
69143 | NE_NORTH_PLATTE_REGIONAL
69145 | NE_SIDNEY_MUNICIPAL_AP
69146 | NE_IMPERIAL_FAA_AP
69147 | NE_SIDNEY_MUNICIPAL_AP
69150 | NE_IMPERIAL_FAA_AP
69151 | NE_NORTH_PLATTE_REGIONAL
69152 | NE_VALENTINE_MILLER_FIELD
69153 | NE_IMPERIAL_FAA_AP
69154 | NE_SIDNEY_MUNICIPAL_AP
69155 | NE_NORTH_PLATTE_REGIONAL
69156 | NE_SIDNEY_MUNICIPAL_AP
69157 | NE_AINSWORTH_MUNICIPAL
69160 | NE_SIDNEY_MUNICIPAL_AP
69161 | NE_AINSWORTH_MUNICIPAL
69162 | NE_SIDNEY_MUNICIPAL_AP
69163 | NE_NORTH_PLATTE_REGIONAL
69166 | NE_AINSWORTH_MUNICIPAL
69167 | NE_NORTH_PLATTE_REGIONAL
69168 | NE_IMPERIAL_FAA_AP
69169 | NE_NORTH_PLATTE_REGIONAL
69190 | NE_SIDNEY_MUNICIPAL_AP
69201 | NE_VALENTINE_MILLER_FIELD
69210 | NE_AINSWORTH_MUNICIPAL
69211 | NE_VALENTINE_MILLER_FIELD
69214 | NE_AINSWORTH_MUNICIPAL
69216 | NE_VALENTINE_MILLER_FIELD
69217 | NE_AINSWORTH_MUNICIPAL
69218 | NE_VALENTINE_MILLER_FIELD
69221 | NE_AINSWORTH_MUNICIPAL
69301 | NE_ALLIANCE_MUNICIPAL
69334 | NE_SCOTTSBLUFF_W_B_HEILIG
69335 | NE_ALLIANCE_MUNICIPAL
69336 | NE_SCOTTSBLUFF_W_B_HEILIG
69337 | NE_CHADRON_MUNICIPAL_AP
69340 | NE_ALLIANCE_MUNICIPAL
69341 | NE_SCOTTSBLUFF_W_B_HEILIG
69343 | NE_CHADRON_MUNICIPAL_AP
69345 | NE_SCOTTSBLUFF_W_B_HEILIG
69346 | NE_CHADRON_MUNICIPAL_AP
69348 | NE_ALLIANCE_MUNICIPAL
69349 | NE_SCOTTSBLUFF_W_B_HEILIG
69350 | NE_ALLIANCE_MUNICIPAL
69352 | NE_SCOTTSBLUFF_W_B_HEILIG
69354 | NE_CHADRON_MUNICIPAL_AP
69355 | NE_SCOTTSBLUFF_W_B_HEILIG
69360 | NE_CHADRON_MUNICIPAL_AP
69361 | NE_SCOTTSBLUFF_W_B_HEILIG
69365 | NE_CHADRON_MUNICIPAL_AP
69366 | NE_ALLIANCE_MUNICIPAL
69367 | NE_CHADRON_MUNICIPAL_AP
70001 | LA_NEW_ORLEANS_INTL_ARPT
70005 | LA_NEW_ORLEANS_LAKEFRONT
70006 | LA_NEW_ORLEANS_INTL_ARPT
70032 | LA_NEW_ORLEANS_LAKEFRONT
70033 | LA_NEW_ORLEANS_INTL_ARPT
70036 | LA_NEW_ORLEANS_ALVIN_CALL
70039 | LA_NEW_ORLEANS_INTL_ARPT
70040 | LA_NEW_ORLEANS_ALVIN_CALL
70043 | LA_NEW_ORLEANS_LAKEFRONT
70046 | LA_NEW_ORLEANS_ALVIN_CALL
70047 | LA_NEW_ORLEANS_INTL_ARPT
70050 | LA_NEW_ORLEANS_ALVIN_CALL
70051 | LA_NEW_ORLEANS_INTL_ARPT
70053 | LA_NEW_ORLEANS_ALVIN_CALL
70055 | LA_NEW_ORLEANS_INTL_ARPT
70056 | LA_NEW_ORLEANS_ALVIN_CALL
70057 | LA_NEW_ORLEANS_INTL_ARPT
70058 | LA_NEW_ORLEANS_ALVIN_CALL
70060 | LA_NEW_ORLEANS_INTL_ARPT
70067 | LA_NEW_ORLEANS_ALVIN_CALL
70068 | LA_NEW_ORLEANS_INTL_ARPT
70072 | LA_NEW_ORLEANS_ALVIN_CALL
70076 | LA_NEW_ORLEANS_INTL_ARPT
70081 | LA_NEW_ORLEANS_ALVIN_CALL
70084 | LA_NEW_ORLEANS_INTL_ARPT
70085 | LA_NEW_ORLEANS_ALVIN_CALL
70086 | LA_HOUMA_TERREBONNE
70087 | LA_NEW_ORLEANS_INTL_ARPT
70090 | LA_HOUMA_TERREBONNE
70091 | LA_NEW_ORLEANS_ALVIN_CALL
70094 | LA_NEW_ORLEANS_INTL_ARPT
70112 | LA_NEW_ORLEANS_LAKEFRONT
70115 | LA_NEW_ORLEANS_ALVIN_CALL
70116 | LA_NEW_ORLEANS_LAKEFRONT
70118 | LA_NEW_ORLEANS_INTL_ARPT
70119 | LA_NEW_ORLEANS_LAKEFRONT
70121 | LA_NEW_ORLEANS_INTL_ARPT
70122 | LA_NEW_ORLEANS_LAKEFRONT
70123 | LA_NEW_ORLEANS_INTL_ARPT
70124 | LA_NEW_ORLEANS_LAKEFRONT
70131 | LA_NEW_ORLEANS_ALVIN_CALL
70139 | LA_NEW_ORLEANS_LAKEFRONT
70141 | LA_NEW_ORLEANS_INTL_ARPT
70142 | LA_NEW_ORLEANS_LAKEFRONT
70301 | LA_HOUMA_TERREBONNE
70339 | LA_PATTERSON_MEMORIAL
70343 | LA_HOUMA_TERREBONNE
70346 | LA_BATON_ROUGE_RYAN_ARPT
70352 | LA_HOUMA_TERREBONNE
70358 | LA_NEW_ORLEANS_ALVIN_CALL
70359 | LA_HOUMA_TERREBONNE
70372 | LA_PATTERSON_MEMORIAL
70373 | LA_HOUMA_TERREBONNE
70376 | LA_BATON_ROUGE_RYAN_ARPT
70377 | LA_HOUMA_TERREBONNE
70380 | LA_PATTERSON_MEMORIAL
70394 | LA_HOUMA_TERREBONNE
70401 | LA_NEW_ORLEANS_INTL_ARPT
70420 | LA_NEW_ORLEANS_LAKEFRONT
70421 | LA_NEW_ORLEANS_INTL_ARPT
70422 | MS_MCCOMB_PIKE_COUNTY_AP
70431 | LA_NEW_ORLEANS_LAKEFRONT
70436 | MS_MCCOMB_PIKE_COUNTY_AP
70437 | LA_NEW_ORLEANS_LAKEFRONT
70438 | MS_MCCOMB_PIKE_COUNTY_AP
70443 | LA_BATON_ROUGE_RYAN_ARPT
70444 | MS_MCCOMB_PIKE_COUNTY_AP
70445 | LA_NEW_ORLEANS_LAKEFRONT
70446 | MS_MCCOMB_PIKE_COUNTY_AP
70447 | LA_NEW_ORLEANS_LAKEFRONT
70449 | LA_BATON_ROUGE_RYAN_ARPT
70450 | MS_MCCOMB_PIKE_COUNTY_AP
70451 | LA_BATON_ROUGE_RYAN_ARPT
70452 | LA_NEW_ORLEANS_LAKEFRONT
70453 | LA_BATON_ROUGE_RYAN_ARPT
70454 | LA_NEW_ORLEANS_INTL_ARPT
70456 | MS_MCCOMB_PIKE_COUNTY_AP
70457 | LA_NEW_ORLEANS_LAKEFRONT
70462 | LA_NEW_ORLEANS_INTL_ARPT
70463 | LA_NEW_ORLEANS_LAKEFRONT
70465 | MS_MCCOMB_PIKE_COUNTY_AP
70466 | LA_BATON_ROUGE_RYAN_ARPT
70467 | MS_MCCOMB_PIKE_COUNTY_AP
70469 | LA_NEW_ORLEANS_LAKEFRONT
70501 | LA_LAFAYETTE_REGIONAL_AP
70510 | LA_NEW_IBERIA_NAAS
70512 | LA_LAFAYETTE_REGIONAL_AP
70513 | LA_NEW_IBERIA_NAAS
70514 | LA_PATTERSON_MEMORIAL
70515 | LA_LAKE_CHARLES_WB_AIRP
70516 | LA_LAFAYETTE_REGIONAL_AP
70519 | LA_NEW_IBERIA_NAAS
70520 | LA_LAFAYETTE_REGIONAL_AP
70522 | LA_PATTERSON_MEMORIAL
70524 | LA_LAFAYETTE_REGIONAL_AP
70528 | LA_NEW_IBERIA_NAAS
70529 | LA_LAFAYETTE_REGIONAL_AP
70532 | LA_LAKE_CHARLES_WB_AIRP
70533 | LA_NEW_IBERIA_NAAS
70534 | LA_LAFAYETTE_REGIONAL_AP
70538 | LA_PATTERSON_MEMORIAL
70541 | LA_LAFAYETTE_REGIONAL_AP
70544 | LA_NEW_IBERIA_NAAS
70546 | LA_LAKE_CHARLES_WB_AIRP
70548 | LA_LAFAYETTE_REGIONAL_AP
70549 | LA_LAKE_CHARLES_WB_AIRP
70550 | LA_LAFAYETTE_REGIONAL_AP
70552 | LA_NEW_IBERIA_NAAS
70554 | LA_LAFAYETTE_REGIONAL_AP
70556 | LA_LAKE_CHARLES_WB_AIRP
70558 | LA_LAFAYETTE_REGIONAL_AP
70560 | LA_NEW_IBERIA_NAAS
70570 | LA_LAFAYETTE_REGIONAL_AP
70575 | LA_NEW_IBERIA_NAAS
70576 | LA_ENGLAND_AFB
70577 | LA_LAFAYETTE_REGIONAL_AP
70581 | LA_LAKE_CHARLES_WB_AIRP
70582 | LA_NEW_IBERIA_NAAS
70583 | LA_LAFAYETTE_REGIONAL_AP
70585 | LA_ENGLAND_AFB
70586 | LA_LAFAYETTE_REGIONAL_AP
70591 | LA_LAKE_CHARLES_WB_AIRP
70592 | LA_LAFAYETTE_REGIONAL_AP
70601 | LA_LAKE_CHARLES_WB_AIRP
70605 | LA_LAKE_CHARLES_REGIONAL
70606 | LA_LAKE_CHARLES_WB_AIRP
70631 | LA_LAKE_CHARLES_REGIONAL
70633 | LA_LAKE_CHARLES_WB_AIRP
70634 | LA_FORT_POLK_AAF
70640 | LA_LAKE_CHARLES_WB_AIRP
70642 | LA_FORT_POLK_AAF
70643 | LA_LAKE_CHARLES_REGIONAL
70644 | LA_FORT_POLK_AAF
70645 | LA_LAKE_CHARLES_REGIONAL
70646 | LA_LAKE_CHARLES_WB_AIRP
70654 | LA_FORT_POLK_AAF
70655 | LA_LAKE_CHARLES_WB_AIRP
70656 | LA_FORT_POLK_AAF
70657 | LA_LAKE_CHARLES_WB_AIRP
70659 | LA_FORT_POLK_AAF
70661 | LA_LAKE_CHARLES_WB_AIRP
70662 | LA_FORT_POLK_AAF
70663 | LA_LAKE_CHARLES_REGIONAL
70669 | LA_LAKE_CHARLES_WB_AIRP
70704 | LA_BATON_ROUGE_RYAN_ARPT
70723 | LA_HOUMA_TERREBONNE
70725 | LA_BATON_ROUGE_RYAN_ARPT
70743 | LA_NEW_ORLEANS_INTL_ARPT
70744 | LA_BATON_ROUGE_RYAN_ARPT
70750 | LA_LAFAYETTE_REGIONAL_AP
70751 | LA_BATON_ROUGE_RYAN_ARPT
70763 | LA_NEW_ORLEANS_INTL_ARPT
70764 | LA_BATON_ROUGE_RYAN_ARPT
70792 | LA_HOUMA_TERREBONNE
70801 | LA_BATON_ROUGE_RYAN_ARPT
71001 | LA_BARKSDALE_AFB
71004 | LA_SHREVEPORT_DOWNTOWN
71007 | LA_SHREVEPORT_REGIONAL_AR
71008 | LA_BARKSDALE_AFB
71009 | LA_SHREVEPORT_DOWNTOWN
71016 | LA_BARKSDALE_AFB
71027 | LA_SHREVEPORT_REGIONAL_AR
71028 | LA_BARKSDALE_AFB
71029 | LA_SHREVEPORT_DOWNTOWN
71030 | LA_SHREVEPORT_REGIONAL_AR
71031 | LA_ENGLAND_AFB
71032 | LA_SHREVEPORT_REGIONAL_AR
71034 | LA_BARKSDALE_AFB
71038 | AR_EL_DORADO_GOODWIN_FIEL
71039 | LA_BARKSDALE_AFB
71040 | AR_EL_DORADO_GOODWIN_FIEL
71043 | LA_SHREVEPORT_DOWNTOWN
71044 | AR_TEXARKANA_WEBB_FIELD
71045 | LA_BARKSDALE_AFB
71046 | LA_SHREVEPORT_REGIONAL_AR
71048 | AR_EL_DORADO_GOODWIN_FIEL
71049 | LA_SHREVEPORT_REGIONAL_AR
71051 | LA_BARKSDALE_AFB
71052 | LA_SHREVEPORT_REGIONAL_AR
71055 | LA_BARKSDALE_AFB
71060 | LA_SHREVEPORT_DOWNTOWN
71063 | LA_SHREVEPORT_REGIONAL_AR
71064 | LA_SHREVEPORT_DOWNTOWN
71065 | LA_SHREVEPORT_REGIONAL_AR
71066 | LA_BARKSDALE_AFB
71069 | LA_SHREVEPORT_DOWNTOWN
71070 | LA_BARKSDALE_AFB
71072 | AR_EL_DORADO_GOODWIN_FIEL
71073 | LA_BARKSDALE_AFB
71075 | LA_SHREVEPORT_DOWNTOWN
71078 | LA_SHREVEPORT_REGIONAL_AR
71079 | AR_EL_DORADO_GOODWIN_FIEL
71080 | LA_BARKSDALE_AFB
71082 | LA_SHREVEPORT_DOWNTOWN
71105 | LA_BARKSDALE_AFB
71106 | LA_SHREVEPORT_REGIONAL_AR
71107 | LA_SHREVEPORT_DOWNTOWN
71108 | LA_SHREVEPORT_REGIONAL_AR
71110 | LA_BARKSDALE_AFB
71111 | LA_SHREVEPORT_DOWNTOWN
71112 | LA_BARKSDALE_AFB
71113 | LA_SHREVEPORT_DOWNTOWN
71115 | LA_BARKSDALE_AFB
71118 | LA_SHREVEPORT_REGIONAL_AR
71120 | LA_SHREVEPORT_DOWNTOWN
71129 | LA_SHREVEPORT_REGIONAL_AR
71130 | LA_SHREVEPORT_DOWNTOWN
71201 | LA_MONROE_REGIONAL_AP
71222 | AR_EL_DORADO_GOODWIN_FIEL
71223 | LA_MONROE_REGIONAL_AP
71233 | MS_JACKSON_INTERNATIONAL
71234 | LA_MONROE_REGIONAL_AP
71253 | MS_GREENVILLE_MUNICIPAL
71256 | AR_EL_DORADO_GOODWIN_FIEL
71259 | LA_MONROE_REGIONAL_AP
71277 | AR_EL_DORADO_GOODWIN_FIEL
71279 | LA_MONROE_REGIONAL_AP
71301 | LA_ENGLAND_AFB
71316 | LA_ALEXANDRIA_ESLER_REGIO
71324 | LA_MONROE_REGIONAL_AP
71325 | LA_ALEXANDRIA_ESLER_REGIO
71326 | MS_NATCHEZ_HARDYAWOS
71327 | LA_ALEXANDRIA_ESLER_REGIO
71334 | MS_NATCHEZ_HARDYAWOS
71339 | LA_ALEXANDRIA_ESLER_REGIO
71340 | MS_NATCHEZ_HARDYAWOS
71341 | LA_ALEXANDRIA_ESLER_REGIO
71343 | MS_NATCHEZ_HARDYAWOS
71345 | LA_LAFAYETTE_REGIONAL_AP
71346 | LA_ENGLAND_AFB
71348 | LA_ALEXANDRIA_ESLER_REGIO
71353 | LA_LAFAYETTE_REGIONAL_AP
71354 | LA_ALEXANDRIA_ESLER_REGIO
71357 | MS_NATCHEZ_HARDYAWOS
71358 | LA_LAFAYETTE_REGIONAL_AP
71359 | LA_ENGLAND_AFB
71360 | LA_ALEXANDRIA_ESLER_REGIO
71361 | LA_ENGLAND_AFB
71362 | LA_ALEXANDRIA_ESLER_REGIO
71366 | MS_NATCHEZ_HARDYAWOS
71367 | LA_ENGLAND_AFB
71368 | MS_NATCHEZ_HARDYAWOS
71369 | LA_ALEXANDRIA_ESLER_REGIO
71373 | MS_NATCHEZ_HARDYAWOS
71401 | LA_ALEXANDRIA_ESLER_REGIO
71403 | LA_FORT_POLK_AAF
71404 | LA_ENGLAND_AFB
71405 | LA_ALEXANDRIA_ESLER_REGIO
71406 | LA_FORT_POLK_AAF
71407 | LA_ALEXANDRIA_ESLER_REGIO
71409 | LA_ENGLAND_AFB
71415 | LA_MONROE_REGIONAL_AP
71416 | LA_ENGLAND_AFB
71418 | LA_MONROE_REGIONAL_AP
71419 | LA_SHREVEPORT_REGIONAL_AR
71422 | LA_MONROE_REGIONAL_AP
71423 | LA_ENGLAND_AFB
71425 | MS_NATCHEZ_HARDYAWOS
71426 | LA_FORT_POLK_AAF
71427 | LA_ENGLAND_AFB
71429 | LA_FORT_POLK_AAF
71430 | LA_ENGLAND_AFB
71432 | LA_ALEXANDRIA_ESLER_REGIO
71433 | LA_ENGLAND_AFB
71435 | LA_MONROE_REGIONAL_AP
71438 | LA_ENGLAND_AFB
71439 | LA_FORT_POLK_AAF
71440 | LA_ALEXANDRIA_ESLER_REGIO
71441 | LA_MONROE_REGIONAL_AP
71443 | LA_FORT_POLK_AAF
71447 | LA_ENGLAND_AFB
71449 | LA_FORT_POLK_AAF
71450 | LA_BARKSDALE_AFB
71452 | LA_ENGLAND_AFB
71459 | LA_FORT_POLK_AAF
71465 | LA_ALEXANDRIA_ESLER_REGIO
71466 | LA_ENGLAND_AFB
71467 | LA_ALEXANDRIA_ESLER_REGIO
71468 | LA_FORT_POLK_AAF
71469 | LA_BARKSDALE_AFB
71471 | LA_ENGLAND_AFB
71473 | LA_MONROE_REGIONAL_AP
71474 | LA_FORT_POLK_AAF
71477 | LA_ALEXANDRIA_ESLER_REGIO
71481 | LA_ENGLAND_AFB
71483 | LA_ALEXANDRIA_ESLER_REGIO
71485 | LA_ENGLAND_AFB
71486 | LA_FORT_POLK_AAF
71497 | LA_ENGLAND_AFB
71601 | AR_PINE_BLUFF_FAA_AP
71630 | MS_GREENVILLE_MUNICIPAL
71631 | AR_EL_DORADO_GOODWIN_FIEL
71635 | LA_MONROE_REGIONAL_AP
71638 | MS_GREENVILLE_MUNICIPAL
71639 | AR_PINE_BLUFF_FAA_AP
71640 | MS_GREENVILLE_MUNICIPAL
71643 | AR_PINE_BLUFF_FAA_AP
71646 | MS_GREENVILLE_MUNICIPAL
71647 | AR_EL_DORADO_GOODWIN_FIEL
71649 | MS_GREENVILLE_MUNICIPAL
71651 | AR_EL_DORADO_GOODWIN_FIEL
71652 | AR_PINE_BLUFF_FAA_AP
71653 | MS_GREENVILLE_MUNICIPAL
71655 | AR_PINE_BLUFF_FAA_AP
71658 | MS_GREENVILLE_MUNICIPAL
71659 | AR_PINE_BLUFF_FAA_AP
71661 | MS_GREENVILLE_MUNICIPAL
71662 | AR_PINE_BLUFF_FAA_AP
71663 | MS_GREENVILLE_MUNICIPAL
71665 | AR_PINE_BLUFF_FAA_AP
71666 | MS_GREENVILLE_MUNICIPAL
71667 | AR_PINE_BLUFF_FAA_AP
71670 | MS_GREENVILLE_MUNICIPAL
71671 | AR_PINE_BLUFF_FAA_AP
71674 | MS_GREENVILLE_MUNICIPAL
71675 | AR_PINE_BLUFF_FAA_AP
71676 | MS_GREENVILLE_MUNICIPAL
71678 | AR_PINE_BLUFF_FAA_AP
71701 | AR_EL_DORADO_GOODWIN_FIEL
71721 | AR_MEMORIAL_FLD
71722 | AR_EL_DORADO_GOODWIN_FIEL
71725 | AR_PINE_BLUFF_FAA_AP
71726 | AR_EL_DORADO_GOODWIN_FIEL
71728 | AR_MEMORIAL_FLD
71730 | AR_EL_DORADO_GOODWIN_FIEL
71742 | AR_PINE_BLUFF_FAA_AP
71743 | AR_MEMORIAL_FLD
71744 | AR_EL_DORADO_GOODWIN_FIEL
71747 | LA_MONROE_REGIONAL_AP
71748 | AR_PINE_BLUFF_FAA_AP
71749 | AR_EL_DORADO_GOODWIN_FIEL
71763 | AR_MEMORIAL_FLD
71764 | AR_EL_DORADO_GOODWIN_FIEL
71766 | AR_PINE_BLUFF_FAA_AP
71767 | AR_EL_DORADO_GOODWIN_FIEL
71772 | AR_MEMORIAL_FLD
71801 | AR_TEXARKANA_WEBB_FIELD
71828 | AR_EL_DORADO_GOODWIN_FIEL
71831 | AR_TEXARKANA_WEBB_FIELD
71858 | AR_EL_DORADO_GOODWIN_FIEL
71859 | AR_TEXARKANA_WEBB_FIELD
71861 | AR_EL_DORADO_GOODWIN_FIEL
71862 | AR_TEXARKANA_WEBB_FIELD
71864 | AR_EL_DORADO_GOODWIN_FIEL
71865 | AR_TEXARKANA_WEBB_FIELD
71901 | AR_MEMORIAL_FLD
71937 | AR_FORT_SMITH_REGIONAL_AP
71940 | AR_MEMORIAL_FLD
71944 | AR_TEXARKANA_WEBB_FIELD
71945 | AR_FORT_SMITH_REGIONAL_AP
71946 | AR_TEXARKANA_WEBB_FIELD
71949 | AR_MEMORIAL_FLD
71953 | AR_FORT_SMITH_REGIONAL_AP
71956 | AR_MEMORIAL_FLD
71972 | AR_FORT_SMITH_REGIONAL_AP
71973 | AR_TEXARKANA_WEBB_FIELD
71998 | AR_MEMORIAL_FLD
72002 | AR_LITTLE_ROCK_ADAMS_FIEL
72003 | AR_STUTTGART_AWOS
72004 | AR_PINE_BLUFF_FAA_AP
72005 | AR_JONESBORO_MUNI
72006 | AR_BATESVILLE_AWOS
72007 | AR_LITTLE_ROCK_AFB
72010 | AR_BATESVILLE_AWOS
72011 | AR_LITTLE_ROCK_ADAMS_FIEL
72012 | AR_LITTLE_ROCK_AFB
72014 | AR_BATESVILLE_AWOS
72015 | AR_LITTLE_ROCK_ADAMS_FIEL
72016 | AR_LITTLE_ROCK_AFB
72017 | AR_STUTTGART_AWOS
72018 | AR_LITTLE_ROCK_ADAMS_FIEL
72020 | AR_BATESVILLE_AWOS
72021 | AR_STUTTGART_AWOS
72022 | AR_LITTLE_ROCK_ADAMS_FIEL
72023 | AR_LITTLE_ROCK_AFB
72024 | AR_STUTTGART_AWOS
72025 | AR_MEMORIAL_FLD
72026 | AR_STUTTGART_AWOS
72027 | AR_LITTLE_ROCK_AFB
72029 | AR_STUTTGART_AWOS
72030 | AR_LITTLE_ROCK_AFB
72031 | AR_FLIPPIN_AWOS
72032 | AR_LITTLE_ROCK_AFB
72036 | AR_STUTTGART_AWOS
72039 | AR_LITTLE_ROCK_AFB
72040 | AR_STUTTGART_AWOS
72043 | AR_BATESVILLE_AWOS
72045 | AR_LITTLE_ROCK_AFB
72046 | AR_STUTTGART_AWOS
72047 | AR_LITTLE_ROCK_AFB
72048 | AR_STUTTGART_AWOS
72051 | AR_BATESVILLE_AWOS
72052 | AR_LITTLE_ROCK_AFB
72053 | AR_LITTLE_ROCK_ADAMS_FIEL
72055 | AR_PINE_BLUFF_FAA_AP
72058 | AR_LITTLE_ROCK_AFB
72059 | AR_STUTTGART_AWOS
72061 | AR_LITTLE_ROCK_AFB
72064 | AR_STUTTGART_AWOS
72065 | AR_LITTLE_ROCK_ADAMS_FIEL
72066 | AR_LITTLE_ROCK_AFB
72067 | AR_BATESVILLE_AWOS
72068 | AR_LITTLE_ROCK_AFB
72069 | AR_STUTTGART_AWOS
72070 | AR_LITTLE_ROCK_AFB
72071 | AR_STUTTGART_AWOS
72075 | AR_BATESVILLE_AWOS
72076 | AR_LITTLE_ROCK_AFB
72079 | AR_PINE_BLUFF_FAA_AP
72080 | AR_LITTLE_ROCK_AFB
72081 | AR_BATESVILLE_AWOS
72083 | AR_LITTLE_ROCK_ADAMS_FIEL
72084 | AR_MEMORIAL_FLD
72085 | AR_BATESVILLE_AWOS
72086 | AR_LITTLE_ROCK_AFB
72087 | AR_MEMORIAL_FLD
72088 | AR_BATESVILLE_AWOS
72089 | AR_LITTLE_ROCK_ADAMS_FIEL
72099 | AR_LITTLE_ROCK_AFB
72101 | AR_BATESVILLE_AWOS
72102 | AR_LITTLE_ROCK_AFB
72103 | AR_LITTLE_ROCK_ADAMS_FIEL
72104 | AR_MEMORIAL_FLD
72106 | AR_LITTLE_ROCK_AFB
72108 | AR_STUTTGART_AWOS
72110 | AR_LITTLE_ROCK_AFB
72112 | AR_BATESVILLE_AWOS
72113 | AR_LITTLE_ROCK_ADAMS_FIEL
72121 | AR_BATESVILLE_AWOS
72122 | AR_MEMORIAL_FLD
72123 | AR_BATESVILLE_AWOS
72124 | AR_LITTLE_ROCK_ADAMS_FIEL
72125 | AR_LITTLE_ROCK_AFB
72126 | AR_MEMORIAL_FLD
72127 | AR_LITTLE_ROCK_AFB
72128 | AR_MEMORIAL_FLD
72130 | AR_BATESVILLE_AWOS
72131 | AR_LITTLE_ROCK_AFB
72132 | AR_LITTLE_ROCK_ADAMS_FIEL
72133 | AR_PINE_BLUFF_FAA_AP
72134 | AR_STUTTGART_AWOS
72135 | AR_LITTLE_ROCK_ADAMS_FIEL
72136 | AR_LITTLE_ROCK_AFB
72139 | AR_BATESVILLE_AWOS
72140 | AR_STUTTGART_AWOS
72141 | AR_LITTLE_ROCK_AFB
72142 | AR_LITTLE_ROCK_ADAMS_FIEL
72143 | AR_LITTLE_ROCK_AFB
72150 | AR_PINE_BLUFF_FAA_AP
72153 | AR_BATESVILLE_AWOS
72156 | AR_LITTLE_ROCK_AFB
72158 | AR_LITTLE_ROCK_ADAMS_FIEL
72159 | AR_BATESVILLE_AWOS
72160 | AR_PINE_BLUFF_FAA_AP
72164 | AR_LITTLE_ROCK_ADAMS_FIEL
72165 | AR_BATESVILLE_AWOS
72166 | AR_STUTTGART_AWOS
72167 | AR_MEMORIAL_FLD
72168 | AR_PINE_BLUFF_FAA_AP
72169 | AR_BATESVILLE_AWOS
72170 | AR_STUTTGART_AWOS
72173 | AR_LITTLE_ROCK_AFB
72175 | AR_PINE_BLUFF_FAA_AP
72176 | AR_LITTLE_ROCK_AFB
72179 | AR_BATESVILLE_AWOS
72180 | AR_LITTLE_ROCK_ADAMS_FIEL
72181 | AR_LITTLE_ROCK_AFB
72182 | AR_PINE_BLUFF_FAA_AP
72183 | AR_LITTLE_ROCK_ADAMS_FIEL
72189 | AR_BATESVILLE_AWOS
72190 | AR_LITTLE_ROCK_ADAMS_FIEL
72301 | TN_MEMPHIS_INTERNATIONAL
72310 | TN_DYERSBURG_MUNICIPAL_AP
72311 | AR_STUTTGART_AWOS
72313 | TN_MEMPHIS_INTERNATIONAL
72314 | AR_JONESBORO_MUNI
72315 | TN_DYERSBURG_MUNICIPAL_AP
72320 | TN_MEMPHIS_INTERNATIONAL
72321 | TN_DYERSBURG_MUNICIPAL_AP
72322 | TN_MEMPHIS_INTERNATIONAL
72324 | AR_JONESBORO_MUNI
72325 | TN_MEMPHIS_INTERNATIONAL
72328 | AR_STUTTGART_AWOS
72329 | TN_MEMPHIS_INTERNATIONAL
72330 | AR_JONESBORO_MUNI
72331 | TN_MEMPHIS_INTERNATIONAL
72333 | AR_STUTTGART_AWOS
72335 | TN_MEMPHIS_INTERNATIONAL
72340 | AR_STUTTGART_AWOS
72341 | TN_MEMPHIS_INTERNATIONAL
72347 | AR_JONESBORO_MUNI
72348 | TN_MEMPHIS_INTERNATIONAL
72351 | AR_JONESBORO_MUNI
72352 | AR_STUTTGART_AWOS
72354 | AR_JONESBORO_MUNI
72355 | AR_STUTTGART_AWOS
72358 | TN_DYERSBURG_MUNICIPAL_AP
72359 | TN_MEMPHIS_INTERNATIONAL
72360 | AR_STUTTGART_AWOS
72364 | TN_MEMPHIS_INTERNATIONAL
72365 | AR_JONESBORO_MUNI
72366 | AR_STUTTGART_AWOS
72370 | AR_JONESBORO_MUNI
72372 | AR_STUTTGART_AWOS
72373 | TN_MEMPHIS_INTERNATIONAL
72374 | AR_STUTTGART_AWOS
72376 | TN_MEMPHIS_INTERNATIONAL
72377 | AR_JONESBORO_MUNI
72379 | MS_GREENVILLE_MUNICIPAL
72381 | TN_DYERSBURG_MUNICIPAL_AP
72383 | AR_STUTTGART_AWOS
72384 | TN_MEMPHIS_INTERNATIONAL
72385 | AR_JONESBORO_MUNI
72389 | AR_STUTTGART_AWOS
72390 | TN_MEMPHIS_INTERNATIONAL
72391 | AR_JONESBORO_MUNI
72392 | AR_STUTTGART_AWOS
72394 | TN_MEMPHIS_INTERNATIONAL
72396 | AR_JONESBORO_MUNI
72410 | AR_WALNUT_RIDGE_AWOS
72411 | AR_JONESBORO_MUNI
72412 | AR_WALNUT_RIDGE_AWOS
72414 | AR_JONESBORO_MUNI
72415 | AR_WALNUT_RIDGE_AWOS
72416 | AR_JONESBORO_MUNI
72422 | MO_POPLAR_BLUFFAMOS
72424 | AR_WALNUT_RIDGE_AWOS
72426 | AR_JONESBORO_MUNI
72430 | MO_POPLAR_BLUFFAMOS
72431 | AR_JONESBORO_MUNI
72433 | AR_WALNUT_RIDGE_AWOS
72437 | AR_JONESBORO_MUNI
72439 | AR_WALNUT_RIDGE_AWOS
72441 | MO_POPLAR_BLUFFAMOS
72442 | AR_JONESBORO_MUNI
72444 | AR_WALNUT_RIDGE_AWOS
72447 | AR_JONESBORO_MUNI
72449 | AR_WALNUT_RIDGE_AWOS
72450 | AR_JONESBORO_MUNI
72453 | AR_WALNUT_RIDGE_AWOS
72454 | MO_POPLAR_BLUFFAMOS
72455 | AR_WALNUT_RIDGE_AWOS
72456 | MO_POPLAR_BLUFFAMOS
72457 | AR_WALNUT_RIDGE_AWOS
72461 | AR_JONESBORO_MUNI
72462 | AR_WALNUT_RIDGE_AWOS
72464 | MO_POPLAR_BLUFFAMOS
72465 | AR_WALNUT_RIDGE_AWOS
72467 | AR_JONESBORO_MUNI
72469 | AR_BATESVILLE_AWOS
72470 | AR_WALNUT_RIDGE_AWOS
72472 | AR_JONESBORO_MUNI
72473 | AR_BATESVILLE_AWOS
72474 | AR_JONESBORO_MUNI
72476 | AR_WALNUT_RIDGE_AWOS
72479 | AR_JONESBORO_MUNI
72482 | AR_WALNUT_RIDGE_AWOS
72501 | AR_BATESVILLE_AWOS
72515 | AR_FLIPPIN_AWOS
72521 | AR_BATESVILLE_AWOS
72525 | AR_WALNUT_RIDGE_AWOS
72526 | AR_BATESVILLE_AWOS
72528 | AR_FLIPPIN_AWOS
72529 | AR_WALNUT_RIDGE_AWOS
72530 | AR_BATESVILLE_AWOS
72531 | AR_FLIPPIN_AWOS
72532 | AR_BATESVILLE_AWOS
72533 | AR_FLIPPIN_AWOS
72534 | AR_BATESVILLE_AWOS
72537 | AR_FLIPPIN_AWOS
72539 | AR_BATESVILLE_AWOS
72542 | AR_WALNUT_RIDGE_AWOS
72543 | AR_BATESVILLE_AWOS
72544 | AR_FLIPPIN_AWOS
72545 | AR_BATESVILLE_AWOS
72554 | AR_WALNUT_RIDGE_AWOS
72555 | AR_BATESVILLE_AWOS
72557 | AR_FLIPPIN_AWOS
72560 | AR_BATESVILLE_AWOS
72565 | AR_FLIPPIN_AWOS
72567 | AR_BATESVILLE_AWOS
72576 | AR_FLIPPIN_AWOS
72577 | AR_BATESVILLE_AWOS
72578 | AR_FLIPPIN_AWOS
72579 | AR_BATESVILLE_AWOS
72583 | AR_FLIPPIN_AWOS
72584 | AR_BATESVILLE_AWOS
72585 | AR_FLIPPIN_AWOS
72587 | AR_BATESVILLE_AWOS
72601 | AR_HARRISON_FAA_AP
72610 | AR_FLIPPIN_AWOS
72611 | AR_HARRISON_FAA_AP
72613 | AR_ROGERS_AWOS
72615 | AR_HARRISON_FAA_AP
72617 | AR_FLIPPIN_AWOS
72624 | AR_HARRISON_FAA_AP
72626 | AR_FLIPPIN_AWOS
72628 | AR_HARRISON_FAA_AP
72629 | AR_FLIPPIN_AWOS
72630 | AR_HARRISON_FAA_AP
72631 | AR_ROGERS_AWOS
72633 | AR_HARRISON_FAA_AP
72634 | AR_FLIPPIN_AWOS
72638 | AR_HARRISON_FAA_AP
72639 | AR_FLIPPIN_AWOS
72640 | AR_HARRISON_FAA_AP
72642 | AR_FLIPPIN_AWOS
72644 | AR_HARRISON_FAA_AP
72645 | AR_FLIPPIN_AWOS
72648 | AR_HARRISON_FAA_AP
72650 | AR_FLIPPIN_AWOS
72655 | AR_HARRISON_FAA_AP
72657 | AR_FLIPPIN_AWOS
72660 | AR_HARRISON_FAA_AP
72661 | AR_FLIPPIN_AWOS
72662 | AR_HARRISON_FAA_AP
72663 | AR_FLIPPIN_AWOS
72666 | AR_HARRISON_FAA_AP
72668 | AR_FLIPPIN_AWOS
72669 | AR_HARRISON_FAA_AP
72677 | AR_FLIPPIN_AWOS
72679 | AR_HARRISON_FAA_AP
72680 | AR_FLIPPIN_AWOS
72682 | AR_HARRISON_FAA_AP
72687 | AR_FLIPPIN_AWOS
72701 | AR_FAYETTEVILLE_DRAKE_FIE
72703 | AR_SPRINGDALE_MUNI
72704 | AR_FAYETTEVILLE_DRAKE_FIE
72711 | AR_ROGERS_AWOS
72712 | AR_BENTONVILLE_AWOS
72717 | AR_FAYETTEVILLE_DRAKE_FIE
72718 | AR_BENTONVILLE_AWOS
72721 | AR_FAYETTEVILLE_DRAKE_FIE
72722 | AR_SILOAM_SPRINGAWOS
72727 | AR_FAYETTEVILLE_DRAKE_FIE
72728 | AR_SPRINGDALE_MUNI
72729 | AR_FAYETTEVILLE_DRAKE_FIE
72732 | AR_ROGERS_AWOS
72734 | AR_SILOAM_SPRINGAWOS
72735 | AR_SPRINGDALE_MUNI
72736 | AR_BENTONVILLE_AWOS
72737 | AR_FAYETTEVILLE_DRAKE_FIE
72738 | AR_SPRINGDALE_MUNI
72739 | AR_BENTONVILLE_AWOS
72740 | AR_SPRINGDALE_MUNI
72742 | AR_HARRISON_FAA_AP
72744 | AR_FAYETTEVILLE_DRAKE_FIE
72745 | AR_SPRINGDALE_MUNI
72747 | AR_SILOAM_SPRINGAWOS
72749 | AR_FAYETTEVILLE_DRAKE_FIE
72751 | AR_ROGERS_AWOS
72752 | AR_FAYETTEVILLE_DRAKE_FIE
72756 | AR_ROGERS_AWOS
72760 | AR_FAYETTEVILLE_DRAKE_FIE
72761 | AR_SILOAM_SPRINGAWOS
72762 | AR_SPRINGDALE_MUNI
72768 | AR_BENTONVILLE_AWOS
72769 | AR_SILOAM_SPRINGAWOS
72770 | AR_SPRINGDALE_MUNI
72773 | AR_FAYETTEVILLE_DRAKE_FIE
72801 | AR_MEMORIAL_FLD
72820 | AR_FORT_SMITH_REGIONAL_AP
72823 | AR_LITTLE_ROCK_AFB
72824 | AR_MEMORIAL_FLD
72826 | AR_FORT_SMITH_REGIONAL_AP
72827 | AR_MEMORIAL_FLD
72830 | AR_FORT_SMITH_REGIONAL_AP
72833 | AR_MEMORIAL_FLD
72837 | AR_HARRISON_FAA_AP
72838 | AR_MEMORIAL_FLD
72839 | AR_HARRISON_FAA_AP
72840 | AR_FORT_SMITH_REGIONAL_AP
72843 | AR_HARRISON_FAA_AP
72845 | AR_FORT_SMITH_REGIONAL_AP
72847 | AR_MEMORIAL_FLD
72851 | AR_FORT_SMITH_REGIONAL_AP
72852 | AR_FAYETTEVILLE_DRAKE_FIE
72853 | AR_MEMORIAL_FLD
72854 | AR_HARRISON_FAA_AP
72855 | AR_FORT_SMITH_REGIONAL_AP
72856 | AR_HARRISON_FAA_AP
72857 | AR_MEMORIAL_FLD
72863 | AR_FORT_SMITH_REGIONAL_AP
72934 | AR_FAYETTEVILLE_DRAKE_FIE
72935 | AR_FORT_SMITH_REGIONAL_AP
72959 | AR_FAYETTEVILLE_DRAKE_FIE
73001 | OK_HOBART_MUNICIPAL_AP
73002 | OK_OKLAHOMA_CITY_WILL_ROG
73003 | OK_OKLAHOMA_CITY_WILEY
73004 | OK_OKLAHOMA_CITY_WILL_ROG
73005 | OK_FORT_SILL_POST_FIELD_A
73007 | OK_OKLAHOMA_CITY_TINKER_A
73008 | OK_OKLAHOMA_CITY_WILEY
73010 | OK_OKLAHOMA_CITY_WILL_ROG
73012 | OK_FORT_SILL_POST_FIELD_A
73013 | OK_OKLAHOMA_CITY_WILEY
73015 | OK_HOBART_MUNICIPAL_AP
73016 | OK_OKLAHOMA_CITY_WILEY
73017 | OK_FORT_SILL_POST_FIELD_A
73018 | OK_OKLAHOMA_CITY_WILL_ROG
73019 | OK_OKLAHOMA_CITY_TINKER_A
73021 | OK_CLINTON_SHERMAN
73022 | OK_OKLAHOMA_CITY_WILEY
73023 | OK_OKLAHOMA_CITY_WILL_ROG
73024 | OK_CLINTON_SHERMAN
73025 | OK_LAWTON_MUNICIPAL
73026 | OK_OKLAHOMA_CITY_TINKER_A
73027 | OK_STILLWATER_RGNL
73028 | OK_OKLAHOMA_CITY_WILEY
73029 | OK_FORT_SILL_POST_FIELD_A
73030 | OK_OKLAHOMA_CITY_TINKER_A
73031 | OK_OKLAHOMA_CITY_WILL_ROG
73032 | OK_OKLAHOMA_CITY_TINKER_A
73033 | OK_HOBART_MUNICIPAL_AP
73034 | OK_OKLAHOMA_CITY_WILEY
73035 | OK_OKLAHOMA_CITY_WILL_ROG
73036 | OK_OKLAHOMA_CITY_WILEY
73039 | OK_FORT_SILL_POST_FIELD_A
73040 | OK_OKLAHOMA_CITY_WILEY
73041 | OK_HOBART_MUNICIPAL_AP
73042 | OK_FORT_SILL_POST_FIELD_A
73043 | OK_OKLAHOMA_CITY_WILEY
73044 | OK_STILLWATER_RGNL
73045 | OK_OKLAHOMA_CITY_TINKER_A
73046 | OK_FORT_SILL_POST_FIELD_A
73047 | OK_OKLAHOMA_CITY_WILEY
73048 | OK_CLINTON_SHERMAN
73049 | OK_OKLAHOMA_CITY_TINKER_A
73050 | OK_STILLWATER_RGNL
73051 | OK_OKLAHOMA_CITY_TINKER_A
73052 | OK_OKLAHOMA_CITY_WILL_ROG
73053 | OK_OKLAHOMA_CITY_WILEY
73054 | OK_OKLAHOMA_CITY_TINKER_A
73055 | OK_FORT_SILL_POST_FIELD_A
73056 | OK_VANCE_AFB
73057 | OK_OKLAHOMA_CITY_WILL_ROG
73058 | OK_STILLWATER_RGNL
73059 | OK_OKLAHOMA_CITY_WILL_ROG
73061 | OK_STILLWATER_RGNL
73062 | OK_HOBART_MUNICIPAL_AP
73063 | OK_STILLWATER_RGNL
73064 | OK_OKLAHOMA_CITY_WILL_ROG
73066 | OK_OKLAHOMA_CITY_TINKER_A
73067 | OK_OKLAHOMA_CITY_WILL_ROG
73068 | OK_OKLAHOMA_CITY_TINKER_A
73069 | OK_OKLAHOMA_CITY_WILL_ROG
73070 | OK_OKLAHOMA_CITY_TINKER_A
73072 | OK_OKLAHOMA_CITY_WILL_ROG
73073 | OK_STILLWATER_RGNL
73074 | OK_OKLAHOMA_CITY_TINKER_A
73076 | OK_FORT_SILL_POST_FIELD_A
73077 | OK_STILLWATER_RGNL
73078 | OK_OKLAHOMA_CITY_WILEY
73079 | OK_OKLAHOMA_CITY_WILL_ROG
73080 | OK_OKLAHOMA_CITY_TINKER_A
73081 | OK_LAWTON_MUNICIPAL
73082 | OK_OKLAHOMA_CITY_WILL_ROG
73083 | OK_OKLAHOMA_CITY_WILEY
73084 | OK_OKLAHOMA_CITY_TINKER_A
73085 | OK_OKLAHOMA_CITY_WILEY
73086 | OK_OKLAHOMA_CITY_TINKER_A
73087 | OK_FORT_SILL_POST_FIELD_A
73089 | OK_OKLAHOMA_CITY_WILL_ROG
73090 | OK_OKLAHOMA_CITY_WILEY
73091 | OK_LAWTON_MUNICIPAL
73092 | OK_OKLAHOMA_CITY_WILL_ROG
73094 | OK_FORT_SILL_POST_FIELD_A
73095 | OK_OKLAHOMA_CITY_TINKER_A
73096 | OK_CLINTON_SHERMAN
73097 | OK_OKLAHOMA_CITY_WILL_ROG
73098 | OK_OKLAHOMA_CITY_TINKER_A
73099 | OK_OKLAHOMA_CITY_WILEY
73101 | OK_OKLAHOMA_CITY_WILL_ROG
73103 | OK_OKLAHOMA_CITY_WILEY
73104 | OK_OKLAHOMA_CITY_TINKER_A
73105 | OK_OKLAHOMA_CITY_WILEY
73108 | OK_OKLAHOMA_CITY_WILL_ROG
73110 | OK_OKLAHOMA_CITY_TINKER_A
73112 | OK_OKLAHOMA_CITY_WILEY
73113 | OK_OKLAHOMA_CITY_WILL_ROG
73114 | OK_OKLAHOMA_CITY_WILEY
73115 | OK_OKLAHOMA_CITY_TINKER_A
73116 | OK_OKLAHOMA_CITY_WILEY
73117 | OK_OKLAHOMA_CITY_TINKER_A
73118 | OK_OKLAHOMA_CITY_WILEY
73119 | OK_OKLAHOMA_CITY_WILL_ROG
73120 | OK_OKLAHOMA_CITY_WILEY
73121 | OK_OKLAHOMA_CITY_TINKER_A
73122 | OK_OKLAHOMA_CITY_WILEY
73123 | OK_OKLAHOMA_CITY_WILL_ROG
73127 | OK_OKLAHOMA_CITY_WILEY
73128 | OK_OKLAHOMA_CITY_WILL_ROG
73129 | OK_OKLAHOMA_CITY_TINKER_A
73131 | OK_OKLAHOMA_CITY_WILEY
73135 | OK_OKLAHOMA_CITY_TINKER_A
73136 | OK_OKLAHOMA_CITY_WILL_ROG
73141 | OK_OKLAHOMA_CITY_TINKER_A
73142 | OK_OKLAHOMA_CITY_WILEY
73143 | OK_OKLAHOMA_CITY_WILL_ROG
73145 | OK_OKLAHOMA_CITY_TINKER_A
73146 | OK_OKLAHOMA_CITY_WILL_ROG
73150 | OK_OKLAHOMA_CITY_TINKER_A
73152 | OK_OKLAHOMA_CITY_WILL_ROG
73162 | OK_OKLAHOMA_CITY_WILEY
73163 | OK_OKLAHOMA_CITY_WILL_ROG
73165 | OK_OKLAHOMA_CITY_TINKER_A
73167 | OK_OKLAHOMA_CITY_WILL_ROG
73172 | OK_OKLAHOMA_CITY_WILEY
73177 | OK_OKLAHOMA_CITY_WILL_ROG
73301 | TX_AUSTIN_MUELLER_MUNICIP
73401 | OK_LAWTON_MUNICIPAL
73430 | TX_FORT_WORTH_ALLIANCE
73432 | OK_MCALESTER_MUNICIPAL_AP
73433 | OK_OKLAHOMA_CITY_WILL_ROG
73435 | OK_LAWTON_MUNICIPAL
73436 | OK_OKLAHOMA_CITY_TINKER_A
73437 | OK_LAWTON_MUNICIPAL
73439 | TX_DALLAS_ADDISON_ARPT
73441 | TX_WICHITA_FALLS_MUNICIPA
73442 | OK_LAWTON_MUNICIPAL
73446 | TX_DALLAS_ADDISON_ARPT
73447 | OK_MCALESTER_MUNICIPAL_AP
73448 | TX_FORT_WORTH_ALLIANCE
73449 | TX_COX_FLD
73450 | OK_MCALESTER_MUNICIPAL_AP
73453 | TX_FORT_WORTH_ALLIANCE
73455 | OK_MCALESTER_MUNICIPAL_AP
73456 | TX_WICHITA_FALLS_MUNICIPA
73458 | OK_LAWTON_MUNICIPAL
73459 | TX_FORT_WORTH_ALLIANCE
73460 | OK_MCALESTER_MUNICIPAL_AP
73463 | TX_WICHITA_FALLS_MUNICIPA
73481 | OK_LAWTON_MUNICIPAL
73487 | OK_FORT_SILL_POST_FIELD_A
73491 | OK_LAWTON_MUNICIPAL
73501 | OK_FORT_SILL_POST_FIELD_A
73520 | OK_LAWTON_MUNICIPAL
73521 | OK_ALTUS_AFB
73527 | OK_LAWTON_MUNICIPAL
73530 | OK_ALTUS_AFB
73531 | TX_WICHITA_FALLS_MUNICIPA
73532 | OK_ALTUS_AFB
73533 | OK_LAWTON_MUNICIPAL
73537 | OK_ALTUS_AFB
73538 | OK_FORT_SILL_POST_FIELD_A
73539 | OK_ALTUS_AFB
73540 | OK_LAWTON_MUNICIPAL
73541 | OK_FORT_SILL_POST_FIELD_A
73542 | OK_ALTUS_AFB
73543 | OK_LAWTON_MUNICIPAL
73544 | OK_ALTUS_AFB
73546 | TX_WICHITA_FALLS_MUNICIPA
73547 | OK_HOBART_MUNICIPAL_AP
73548 | TX_WICHITA_FALLS_MUNICIPA
73549 | OK_ALTUS_AFB
73550 | TX_CHILDRESS_MUNICIPAL_AP
73551 | OK_LAWTON_MUNICIPAL
73554 | OK_ALTUS_AFB
73557 | OK_FORT_SILL_POST_FIELD_A
73559 | OK_ALTUS_AFB
73561 | TX_WICHITA_FALLS_MUNICIPA
73564 | OK_HOBART_MUNICIPAL_AP
73565 | TX_WICHITA_FALLS_MUNICIPA
73566 | OK_ALTUS_AFB
73567 | OK_FORT_SILL_POST_FIELD_A
73568 | OK_LAWTON_MUNICIPAL
73569 | TX_WICHITA_FALLS_MUNICIPA
73570 | OK_ALTUS_AFB
73572 | OK_LAWTON_MUNICIPAL
73573 | TX_WICHITA_FALLS_MUNICIPA
73575 | OK_LAWTON_MUNICIPAL
73601 | OK_CLINTON_SHERMAN
73638 | OK_GAGE_AIRPORT
73639 | OK_CLINTON_SHERMAN
73642 | OK_GAGE_AIRPORT
73644 | OK_CLINTON_SHERMAN
73651 | OK_HOBART_MUNICIPAL_AP
73654 | OK_GAGE_AIRPORT
73655 | OK_HOBART_MUNICIPAL_AP
73656 | OK_CLINTON_SHERMAN
73660 | OK_GAGE_AIRPORT
73661 | OK_CLINTON_SHERMAN
73663 | OK_GAGE_AIRPORT
73664 | OK_CLINTON_SHERMAN
73667 | OK_GAGE_AIRPORT
73668 | OK_CLINTON_SHERMAN
73701 | OK_VANCE_AFB
73731 | OK_GAGE_AIRPORT
73733 | OK_VANCE_AFB
73738 | OK_PONCA_CITY_MUNICIPAL_A
73739 | OK_VANCE_AFB
73750 | OK_OKLAHOMA_CITY_WILEY
73753 | OK_VANCE_AFB
73757 | OK_STILLWATER_RGNL
73758 | OK_VANCE_AFB
73759 | OK_PONCA_CITY_MUNICIPAL_A
73760 | OK_VANCE_AFB
73762 | OK_OKLAHOMA_CITY_WILEY
73763 | OK_VANCE_AFB
73766 | OK_PONCA_CITY_MUNICIPAL_A
73768 | OK_VANCE_AFB
73771 | OK_PONCA_CITY_MUNICIPAL_A
73772 | OK_VANCE_AFB
73801 | OK_GAGE_AIRPORT
73847 | KS_LIBERAL_MUNI
73848 | OK_GAGE_AIRPORT
73901 | KS_LIBERAL_MUNI
73933 | NM_CLAYTON_MUNICIPAL_AIRP
73938 | KS_LIBERAL_MUNI
73946 | NM_CLAYTON_MUNICIPAL_AIRP
73949 | KS_LIBERAL_MUNI
74001 | OK_BARTLESVILLE_PHILLI
74008 | OK_TULSA_INTERNATIONAL_AI
74009 | OK_BARTLESVILLE_PHILLI
74010 | OK_TULSA_INTERNATIONAL_AI
74022 | OK_BARTLESVILLE_PHILLI
74023 | OK_STILLWATER_RGNL
74027 | OK_BARTLESVILLE_PHILLI
74028 | OK_STILLWATER_RGNL
74029 | OK_BARTLESVILLE_PHILLI
74030 | OK_STILLWATER_RGNL
74031 | OK_TULSA_INTERNATIONAL_AI
74032 | OK_STILLWATER_RGNL
74033 | OK_TULSA_INTERNATIONAL_AI
74034 | OK_STILLWATER_RGNL
74035 | OK_BARTLESVILLE_PHILLI
74036 | OK_TULSA_INTERNATIONAL_AI
74038 | OK_STILLWATER_RGNL
74039 | OK_TULSA_INTERNATIONAL_AI
74042 | OK_BARTLESVILLE_PHILLI
74043 | OK_TULSA_INTERNATIONAL_AI
74045 | OK_STILLWATER_RGNL
74047 | OK_TULSA_INTERNATIONAL_AI
74048 | OK_BARTLESVILLE_PHILLI
74050 | OK_TULSA_INTERNATIONAL_AI
74051 | OK_BARTLESVILLE_PHILLI
74052 | OK_STILLWATER_RGNL
74053 | OK_TULSA_INTERNATIONAL_AI
74056 | OK_BARTLESVILLE_PHILLI
74058 | OK_STILLWATER_RGNL
74060 | OK_TULSA_INTERNATIONAL_AI
74061 | OK_BARTLESVILLE_PHILLI
74062 | OK_STILLWATER_RGNL
74063 | OK_TULSA_INTERNATIONAL_AI
74068 | OK_STILLWATER_RGNL
74070 | OK_TULSA_INTERNATIONAL_AI
74072 | OK_BARTLESVILLE_PHILLI
74073 | OK_TULSA_INTERNATIONAL_AI
74074 | OK_STILLWATER_RGNL
74080 | OK_BARTLESVILLE_PHILLI
74081 | OK_STILLWATER_RGNL
74082 | OK_TULSA_INTERNATIONAL_AI
74083 | OK_BARTLESVILLE_PHILLI
74085 | OK_STILLWATER_RGNL
74101 | OK_TULSA_INTERNATIONAL_AI
74301 | OK_BARTLESVILLE_PHILLI
74330 | OK_TULSA_INTERNATIONAL_AI
74331 | MO_JOPLIN_MUNICIPAL_AP
74332 | OK_TULSA_INTERNATIONAL_AI
74333 | MO_JOPLIN_MUNICIPAL_AP
74337 | OK_TULSA_INTERNATIONAL_AI
74338 | AR_SILOAM_SPRINGAWOS
74339 | MO_JOPLIN_MUNICIPAL_AP
74340 | AR_SILOAM_SPRINGAWOS
74343 | MO_JOPLIN_MUNICIPAL_AP
74344 | AR_SILOAM_SPRINGAWOS
74353 | OK_TULSA_INTERNATIONAL_AI
74354 | MO_JOPLIN_MUNICIPAL_AP
74359 | AR_SILOAM_SPRINGAWOS
74360 | MO_JOPLIN_MUNICIPAL_AP
74361 | OK_TULSA_INTERNATIONAL_AI
74363 | MO_JOPLIN_MUNICIPAL_AP
74364 | AR_SILOAM_SPRINGAWOS
74369 | MO_JOPLIN_MUNICIPAL_AP
74401 | OK_TULSA_INTERNATIONAL_AI
74423 | AR_FORT_SMITH_REGIONAL_AP
74425 | OK_MCALESTER_MUNICIPAL_AP
74427 | AR_FORT_SMITH_REGIONAL_AP
74428 | OK_MCALESTER_MUNICIPAL_AP
74429 | OK_TULSA_INTERNATIONAL_AI
74430 | OK_MCALESTER_MUNICIPAL_AP
74434 | OK_TULSA_INTERNATIONAL_AI
74435 | AR_FORT_SMITH_REGIONAL_AP
74436 | OK_TULSA_INTERNATIONAL_AI
74437 | OK_MCALESTER_MUNICIPAL_AP
74441 | AR_SILOAM_SPRINGAWOS
74442 | OK_MCALESTER_MUNICIPAL_AP
74444 | AR_SILOAM_SPRINGAWOS
74445 | OK_TULSA_INTERNATIONAL_AI
74451 | AR_SILOAM_SPRINGAWOS
74454 | OK_TULSA_INTERNATIONAL_AI
74455 | OK_MCALESTER_MUNICIPAL_AP
74456 | OK_TULSA_INTERNATIONAL_AI
74457 | AR_SILOAM_SPRINGAWOS
74458 | OK_TULSA_INTERNATIONAL_AI
74459 | OK_MCALESTER_MUNICIPAL_AP
74463 | OK_TULSA_INTERNATIONAL_AI
74464 | AR_SILOAM_SPRINGAWOS
74466 | OK_TULSA_INTERNATIONAL_AI
74469 | OK_MCALESTER_MUNICIPAL_AP
74470 | AR_FORT_SMITH_REGIONAL_AP
74471 | AR_SILOAM_SPRINGAWOS
74472 | OK_MCALESTER_MUNICIPAL_AP
74477 | OK_TULSA_INTERNATIONAL_AI
74501 | OK_MCALESTER_MUNICIPAL_AP
74523 | TX_COX_FLD
74525 | OK_MCALESTER_MUNICIPAL_AP
74562 | TX_COX_FLD
74563 | OK_MCALESTER_MUNICIPAL_AP
74601 | OK_PONCA_CITY_MUNICIPAL_A
74633 | OK_BARTLESVILLE_PHILLI
74636 | OK_PONCA_CITY_MUNICIPAL_A
74637 | OK_STILLWATER_RGNL
74640 | OK_PONCA_CITY_MUNICIPAL_A
74650 | OK_STILLWATER_RGNL
74651 | OK_PONCA_CITY_MUNICIPAL_A
74652 | OK_BARTLESVILLE_PHILLI
74653 | OK_PONCA_CITY_MUNICIPAL_A
74701 | TX_COX_FLD
74722 | OK_MCALESTER_MUNICIPAL_AP
74723 | TX_COX_FLD
74731 | TX_GREENVILLE_MAJORS
74734 | AR_TEXARKANA_WEBB_FIELD
74735 | TX_COX_FLD
74740 | AR_TEXARKANA_WEBB_FIELD
74741 | TX_GREENVILLE_MAJORS
74743 | TX_COX_FLD
74747 | TX_GREENVILLE_MAJORS
74748 | OK_MCALESTER_MUNICIPAL_AP
74750 | TX_COX_FLD
74752 | OK_MCALESTER_MUNICIPAL_AP
74753 | TX_GREENVILLE_MAJORS
74754 | TX_COX_FLD
74801 | OK_OKLAHOMA_CITY_TINKER_A
74820 | OK_MCALESTER_MUNICIPAL_AP
74824 | OK_STILLWATER_RGNL
74825 | OK_MCALESTER_MUNICIPAL_AP
74826 | OK_OKLAHOMA_CITY_TINKER_A
74827 | OK_MCALESTER_MUNICIPAL_AP
74829 | OK_OKLAHOMA_CITY_TINKER_A
74832 | OK_STILLWATER_RGNL
74833 | OK_MCALESTER_MUNICIPAL_AP
74834 | OK_STILLWATER_RGNL
74836 | OK_MCALESTER_MUNICIPAL_AP
74840 | OK_OKLAHOMA_CITY_TINKER_A
74842 | OK_MCALESTER_MUNICIPAL_AP
74844 | OK_OKLAHOMA_CITY_TINKER_A
74845 | OK_MCALESTER_MUNICIPAL_AP
74849 | OK_OKLAHOMA_CITY_TINKER_A
74850 | OK_MCALESTER_MUNICIPAL_AP
74851 | OK_OKLAHOMA_CITY_TINKER_A
74856 | OK_MCALESTER_MUNICIPAL_AP
74857 | OK_OKLAHOMA_CITY_TINKER_A
74859 | OK_MCALESTER_MUNICIPAL_AP
74860 | OK_OKLAHOMA_CITY_TINKER_A
74867 | OK_MCALESTER_MUNICIPAL_AP
74868 | OK_OKLAHOMA_CITY_TINKER_A
74871 | OK_MCALESTER_MUNICIPAL_AP
74872 | OK_OKLAHOMA_CITY_TINKER_A
74875 | OK_STILLWATER_RGNL
74878 | OK_OKLAHOMA_CITY_TINKER_A
74880 | OK_MCALESTER_MUNICIPAL_AP
74881 | OK_OKLAHOMA_CITY_TINKER_A
74883 | OK_MCALESTER_MUNICIPAL_AP
74901 | AR_FORT_SMITH_REGIONAL_AP
74942 | OK_MCALESTER_MUNICIPAL_AP
74944 | AR_FORT_SMITH_REGIONAL_AP
74960 | AR_SILOAM_SPRINGAWOS
74962 | AR_FORT_SMITH_REGIONAL_AP
74964 | AR_SILOAM_SPRINGAWOS
74966 | AR_FORT_SMITH_REGIONAL_AP
75001 | TX_DALLAS_ADDISON_ARPT
75014 | TX_DALLAS_LOVE_FIELD
75019 | TX_DALLAS_FORT_WORTH_INTL
75020 | TX_GREENVILLE_MAJORS
75022 | TX_DALLAS_FORT_WORTH_INTL
75023 | TX_DALLAS_ADDISON_ARPT
75027 | TX_DALLAS_FORT_WORTH_INTL
75030 | TX_DALLAS_ADDISON_ARPT
75037 | TX_DALLAS_FORT_WORTH_INTL
75040 | TX_DALLAS_ADDISON_ARPT
75041 | TX_DALLAS_LOVE_FIELD
75042 | TX_DALLAS_ADDISON_ARPT
75043 | TX_DALLAS_LOVE_FIELD
75044 | TX_DALLAS_ADDISON_ARPT
75050 | TX_DALLAS_FORT_WORTH_INTL
75051 | TX_DALLAS_REDBIRD_ARPT
75056 | TX_DALLAS_ADDISON_ARPT
75057 | TX_DALLAS_FORT_WORTH_INTL
75058 | TX_DALLAS_ADDISON_ARPT
75060 | TX_DALLAS_LOVE_FIELD
75061 | TX_DALLAS_FORT_WORTH_INTL
75068 | TX_DALLAS_ADDISON_ARPT
75077 | TX_DALLAS_FORT_WORTH_INTL
75078 | TX_DALLAS_ADDISON_ARPT
75084 | TX_DALLAS_LOVE_FIELD
75085 | TX_DALLAS_ADDISON_ARPT
75099 | TX_DALLAS_FORT_WORTH_INTL
75101 | TX_DALLAS_REDBIRD_ARPT
75103 | TX_TYLER_POUNDS_FLD
75104 | TX_DALLAS_REDBIRD_ARPT
75117 | TX_GREENVILLE_MAJORS
75119 | TX_DALLAS_REDBIRD_ARPT
75121 | TX_GREENVILLE_MAJORS
75123 | TX_DALLAS_REDBIRD_ARPT
75124 | TX_TYLER_POUNDS_FLD
75125 | TX_DALLAS_REDBIRD_ARPT
75126 | TX_DALLAS_LOVE_FIELD
75127 | TX_GREENVILLE_MAJORS
75134 | TX_DALLAS_REDBIRD_ARPT
75135 | TX_GREENVILLE_MAJORS
75137 | TX_DALLAS_REDBIRD_ARPT
75140 | TX_TYLER_POUNDS_FLD
75141 | TX_DALLAS_REDBIRD_ARPT
75144 | TX_TYLER_POUNDS_FLD
75146 | TX_DALLAS_REDBIRD_ARPT
75147 | TX_TYLER_POUNDS_FLD
75149 | TX_DALLAS_LOVE_FIELD
75151 | TX_DALLAS_REDBIRD_ARPT
75160 | TX_GREENVILLE_MAJORS
75163 | TX_TYLER_POUNDS_FLD
75164 | TX_GREENVILLE_MAJORS
75165 | TX_DALLAS_REDBIRD_ARPT
75166 | TX_GREENVILLE_MAJORS
75167 | TX_DALLAS_REDBIRD_ARPT
75169 | TX_GREENVILLE_MAJORS
75172 | TX_DALLAS_REDBIRD_ARPT
75173 | TX_GREENVILLE_MAJORS
75180 | TX_DALLAS_REDBIRD_ARPT
75182 | TX_DALLAS_LOVE_FIELD
75189 | TX_GREENVILLE_MAJORS
75201 | TX_DALLAS_LOVE_FIELD
75203 | TX_DALLAS_REDBIRD_ARPT
75204 | TX_DALLAS_LOVE_FIELD
75208 | TX_DALLAS_REDBIRD_ARPT
75209 | TX_DALLAS_LOVE_FIELD
75211 | TX_DALLAS_REDBIRD_ARPT
75212 | TX_DALLAS_LOVE_FIELD
75215 | TX_DALLAS_REDBIRD_ARPT
75218 | TX_DALLAS_LOVE_FIELD
75224 | TX_DALLAS_REDBIRD_ARPT
75225 | TX_DALLAS_LOVE_FIELD
75232 | TX_DALLAS_REDBIRD_ARPT
75234 | TX_DALLAS_ADDISON_ARPT
75235 | TX_DALLAS_LOVE_FIELD
75236 | TX_DALLAS_REDBIRD_ARPT
75238 | TX_DALLAS_LOVE_FIELD
75239 | TX_DALLAS_REDBIRD_ARPT
75240 | TX_DALLAS_ADDISON_ARPT
75241 | TX_DALLAS_REDBIRD_ARPT
75242 | TX_DALLAS_LOVE_FIELD
75243 | TX_DALLAS_ADDISON_ARPT
75245 | TX_DALLAS_LOVE_FIELD
75248 | TX_DALLAS_ADDISON_ARPT
75249 | TX_DALLAS_REDBIRD_ARPT
75250 | TX_DALLAS_LOVE_FIELD
75251 | TX_DALLAS_ADDISON_ARPT
75253 | TX_DALLAS_REDBIRD_ARPT
75258 | TX_DALLAS_LOVE_FIELD
75287 | TX_DALLAS_ADDISON_ARPT
75294 | TX_DALLAS_LOVE_FIELD
75401 | TX_GREENVILLE_MAJORS
75407 | TX_DALLAS_ADDISON_ARPT
75410 | TX_GREENVILLE_MAJORS
75411 | TX_COX_FLD
75413 | TX_GREENVILLE_MAJORS
75414 | TX_DALLAS_ADDISON_ARPT
75415 | TX_COX_FLD
75418 | TX_GREENVILLE_MAJORS
75421 | TX_COX_FLD
75422 | TX_GREENVILLE_MAJORS
75425 | TX_COX_FLD
75428 | TX_GREENVILLE_MAJORS
75432 | TX_COX_FLD
75433 | TX_GREENVILLE_MAJORS
75434 | TX_COX_FLD
75438 | TX_GREENVILLE_MAJORS
75441 | TX_COX_FLD
75442 | TX_GREENVILLE_MAJORS
75444 | TX_TYLER_POUNDS_FLD
75446 | TX_COX_FLD
75448 | TX_GREENVILLE_MAJORS
75450 | TX_COX_FLD
75451 | TX_TYLER_POUNDS_FLD
75452 | TX_GREENVILLE_MAJORS
75454 | TX_DALLAS_ADDISON_ARPT
75455 | TX_COX_FLD
75458 | TX_GREENVILLE_MAJORS
75459 | TX_DALLAS_ADDISON_ARPT
75460 | TX_COX_FLD
75471 | TX_GREENVILLE_MAJORS
75473 | TX_COX_FLD
75474 | TX_GREENVILLE_MAJORS
75477 | TX_COX_FLD
75479 | TX_GREENVILLE_MAJORS
75480 | TX_COX_FLD
75482 | TX_GREENVILLE_MAJORS
75486 | TX_COX_FLD
75489 | TX_GREENVILLE_MAJORS
75492 | TX_COX_FLD
75494 | TX_TYLER_POUNDS_FLD
75495 | TX_DALLAS_ADDISON_ARPT
75496 | TX_GREENVILLE_MAJORS
75501 | AR_TEXARKANA_WEBB_FIELD
75550 | TX_COX_FLD
75551 | AR_TEXARKANA_WEBB_FIELD
75554 | TX_COX_FLD
75555 | AR_TEXARKANA_WEBB_FIELD
75558 | TX_COX_FLD
75559 | AR_TEXARKANA_WEBB_FIELD
75564 | LA_SHREVEPORT_DOWNTOWN
75566 | AR_TEXARKANA_WEBB_FIELD
75601 | TX_LONGVIEW_GREGG_COUNTY
75633 | LA_SHREVEPORT_REGIONAL_AR
75636 | TX_LONGVIEW_GREGG_COUNTY
75638 | AR_TEXARKANA_WEBB_FIELD
75639 | LA_SHREVEPORT_REGIONAL_AR
75640 | TX_LONGVIEW_GREGG_COUNTY
75642 | LA_SHREVEPORT_REGIONAL_AR
75643 | TX_NACOGDOCHES_AWOS
75644 | TX_LONGVIEW_GREGG_COUNTY
75656 | AR_TEXARKANA_WEBB_FIELD
75657 | LA_SHREVEPORT_REGIONAL_AR
75658 | TX_LONGVIEW_GREGG_COUNTY
75659 | LA_SHREVEPORT_REGIONAL_AR
75660 | TX_LONGVIEW_GREGG_COUNTY
75661 | LA_SHREVEPORT_REGIONAL_AR
75662 | TX_LONGVIEW_GREGG_COUNTY
75669 | TX_NACOGDOCHES_AWOS
75670 | LA_SHREVEPORT_REGIONAL_AR
75680 | TX_LONGVIEW_GREGG_COUNTY
75681 | TX_NACOGDOCHES_AWOS
75682 | TX_LONGVIEW_GREGG_COUNTY
75685 | LA_SHREVEPORT_REGIONAL_AR
75686 | TX_LONGVIEW_GREGG_COUNTY
75688 | LA_SHREVEPORT_REGIONAL_AR
75689 | TX_LONGVIEW_GREGG_COUNTY
75692 | LA_SHREVEPORT_REGIONAL_AR
75693 | TX_LONGVIEW_GREGG_COUNTY
75694 | LA_SHREVEPORT_REGIONAL_AR
75701 | TX_TYLER_POUNDS_FLD
75705 | TX_LONGVIEW_GREGG_COUNTY
75706 | TX_TYLER_POUNDS_FLD
75750 | TX_LONGVIEW_GREGG_COUNTY
75751 | TX_TYLER_POUNDS_FLD
75755 | TX_LONGVIEW_GREGG_COUNTY
75756 | TX_TYLER_POUNDS_FLD
75760 | TX_NACOGDOCHES_AWOS
75762 | TX_TYLER_POUNDS_FLD
75764 | TX_LONGVIEW_GREGG_COUNTY
75765 | TX_TYLER_POUNDS_FLD
75766 | TX_LONGVIEW_GREGG_COUNTY
75770 | TX_TYLER_POUNDS_FLD
75772 | TX_NACOGDOCHES_AWOS
75773 | TX_TYLER_POUNDS_FLD
75780 | TX_LONGVIEW_GREGG_COUNTY
75782 | TX_TYLER_POUNDS_FLD
75784 | TX_NACOGDOCHES_AWOS
75789 | TX_LONGVIEW_GREGG_COUNTY
75790 | TX_TYLER_POUNDS_FLD
75792 | TX_LONGVIEW_GREGG_COUNTY
75798 | TX_TYLER_POUNDS_FLD
75831 | TX_COLLEGE_STATION_EASTER
75832 | TX_TYLER_POUNDS_FLD
75833 | TX_COLLEGE_STATION_EASTER
75834 | TX_LUFKIN_ANGELINA_CO
75838 | TX_WACO_REGIONAL_AP
75839 | TX_NACOGDOCHES_AWOS
75840 | TX_TYLER_POUNDS_FLD
75844 | TX_NACOGDOCHES_AWOS
75845 | TX_LUFKIN_ANGELINA_CO
75846 | TX_COLLEGE_STATION_EASTER
75847 | TX_LUFKIN_ANGELINA_CO
75848 | TX_WACO_REGIONAL_AP
75849 | TX_LUFKIN_ANGELINA_CO
75850 | TX_COLLEGE_STATION_EASTER
75851 | TX_LUFKIN_ANGELINA_CO
75852 | TX_COLLEGE_STATION_EASTER
75853 | TX_TYLER_POUNDS_FLD
75856 | TX_LUFKIN_ANGELINA_CO
75859 | TX_TYLER_POUNDS_FLD
75860 | TX_WACO_REGIONAL_AP
75861 | TX_TYLER_POUNDS_FLD
75862 | TX_LUFKIN_ANGELINA_CO
75880 | TX_TYLER_POUNDS_FLD
75901 | TX_LUFKIN_ANGELINA_CO
75925 | TX_NACOGDOCHES_AWOS
75926 | TX_LUFKIN_ANGELINA_CO
75928 | LA_FORT_POLK_AAF
75929 | TX_LUFKIN_ANGELINA_CO
75932 | LA_FORT_POLK_AAF
75933 | TX_PORT_ARTHUR_JEFFERSON
75934 | TX_LUFKIN_ANGELINA_CO
75935 | TX_NACOGDOCHES_AWOS
75936 | TX_LUFKIN_ANGELINA_CO
75937 | TX_NACOGDOCHES_AWOS
75938 | TX_LUFKIN_ANGELINA_CO
75943 | TX_NACOGDOCHES_AWOS
75944 | TX_LUFKIN_ANGELINA_CO
75946 | TX_NACOGDOCHES_AWOS
75948 | LA_FORT_POLK_AAF
75949 | TX_LUFKIN_ANGELINA_CO
75951 | LA_FORT_POLK_AAF
75954 | LA_SHREVEPORT_REGIONAL_AR
75956 | TX_PORT_ARTHUR_JEFFERSON
75958 | TX_NACOGDOCHES_AWOS
75959 | LA_FORT_POLK_AAF
75960 | TX_LUFKIN_ANGELINA_CO
75961 | TX_NACOGDOCHES_AWOS
75966 | LA_FORT_POLK_AAF
75968 | TX_LUFKIN_ANGELINA_CO
75969 | TX_NACOGDOCHES_AWOS
75977 | LA_FORT_POLK_AAF
75978 | TX_NACOGDOCHES_AWOS
75979 | TX_LUFKIN_ANGELINA_CO
76001 | TX_DALLAS_FORT_WORTH_INTL
76008 | TX_FORT_WORTH_NAS
76009 | TX_DALLAS_REDBIRD_ARPT
76010 | TX_DALLAS_FORT_WORTH_INTL
76013 | TX_FORT_WORTH_MEACHAM
76014 | TX_DALLAS_REDBIRD_ARPT
76016 | TX_FORT_WORTH_MEACHAM
76018 | TX_DALLAS_REDBIRD_ARPT
76019 | TX_DALLAS_FORT_WORTH_INTL
76020 | TX_FORT_WORTH_NAS
76021 | TX_DALLAS_FORT_WORTH_INTL
76023 | TX_FORT_WORTH_ALLIANCE
76028 | TX_FORT_WORTH_NAS
76034 | TX_DALLAS_FORT_WORTH_INTL
76035 | TX_FORT_WORTH_NAS
76039 | TX_DALLAS_FORT_WORTH_INTL
76041 | TX_DALLAS_REDBIRD_ARPT
76043 | TX_FORT_WORTH_NAS
76050 | TX_DALLAS_REDBIRD_ARPT
76051 | TX_DALLAS_FORT_WORTH_INTL
76052 | TX_FORT_WORTH_ALLIANCE
76053 | TX_FORT_WORTH_MEACHAM
76054 | TX_DALLAS_FORT_WORTH_INTL
76055 | TX_WACO_REGIONAL_AP
76058 | TX_FORT_WORTH_NAS
76060 | TX_FORT_WORTH_MEACHAM
76061 | TX_DALLAS_REDBIRD_ARPT
76066 | TX_MINERAL_WELLS_MUNICIPA
76070 | TX_FORT_WORTH_NAS
76071 | TX_FORT_WORTH_ALLIANCE
76077 | TX_FORT_WORTH_NAS
76078 | TX_FORT_WORTH_ALLIANCE
76082 | TX_FORT_WORTH_NAS
76084 | TX_DALLAS_REDBIRD_ARPT
76086 | TX_MINERAL_WELLS_MUNICIPA
76087 | TX_FORT_WORTH_NAS
76088 | TX_MINERAL_WELLS_MUNICIPA
76092 | TX_DALLAS_FORT_WORTH_INTL
76093 | TX_FORT_WORTH_NAS
76094 | TX_DALLAS_FORT_WORTH_INTL
76097 | TX_FORT_WORTH_NAS
76099 | TX_DALLAS_FORT_WORTH_INTL
76101 | TX_FORT_WORTH_MEACHAM
76107 | TX_FORT_WORTH_NAS
76111 | TX_FORT_WORTH_MEACHAM
76114 | TX_FORT_WORTH_NAS
76117 | TX_FORT_WORTH_MEACHAM
76123 | TX_FORT_WORTH_NAS
76124 | TX_FORT_WORTH_MEACHAM
76126 | TX_FORT_WORTH_NAS
76129 | TX_FORT_WORTH_MEACHAM
76132 | TX_FORT_WORTH_NAS
76136 | TX_FORT_WORTH_MEACHAM
76155 | TX_DALLAS_FORT_WORTH_INTL
76161 | TX_FORT_WORTH_MEACHAM
76201 | TX_FORT_WORTH_ALLIANCE
76208 | TX_DALLAS_ADDISON_ARPT
76225 | TX_FORT_WORTH_ALLIANCE
76227 | TX_DALLAS_ADDISON_ARPT
76228 | TX_WICHITA_FALLS_MUNICIPA
76233 | TX_DALLAS_ADDISON_ARPT
76234 | TX_FORT_WORTH_ALLIANCE
76245 | TX_DALLAS_ADDISON_ARPT
76246 | TX_FORT_WORTH_ALLIANCE
76251 | TX_WICHITA_FALLS_MUNICIPA
76252 | TX_FORT_WORTH_ALLIANCE
76255 | TX_WICHITA_FALLS_MUNICIPA
76258 | TX_DALLAS_ADDISON_ARPT
76259 | TX_FORT_WORTH_ALLIANCE
76261 | TX_WICHITA_FALLS_MUNICIPA
76262 | TX_FORT_WORTH_ALLIANCE
76264 | TX_DALLAS_ADDISON_ARPT
76265 | TX_FORT_WORTH_ALLIANCE
76268 | TX_DALLAS_ADDISON_ARPT
76270 | TX_FORT_WORTH_ALLIANCE
76271 | TX_DALLAS_ADDISON_ARPT
76272 | TX_FORT_WORTH_ALLIANCE
76273 | TX_DALLAS_ADDISON_ARPT
76299 | TX_FORT_WORTH_ALLIANCE
76301 | TX_WICHITA_FALLS_MUNICIPA
76371 | TX_ABILENE_REGIONAL_AP_[U
76372 | TX_MINERAL_WELLS_MUNICIPA
76373 | OK_ALTUS_AFB
76374 | TX_WICHITA_FALLS_MUNICIPA
76384 | OK_ALTUS_AFB
76388 | TX_ABILENE_REGIONAL_AP_[U
76389 | TX_WICHITA_FALLS_MUNICIPA
76401 | TX_MINERAL_WELLS_MUNICIPA
76426 | TX_FORT_WORTH_ALLIANCE
76427 | TX_MINERAL_WELLS_MUNICIPA
76430 | TX_ABILENE_REGIONAL_AP_[U
76431 | TX_FORT_WORTH_ALLIANCE
76432 | TX_ABILENE_REGIONAL_AP_[U
76433 | TX_MINERAL_WELLS_MUNICIPA
76435 | TX_ABILENE_REGIONAL_AP_[U
76436 | TX_MC_GREGOR_AWOS
76437 | TX_ABILENE_REGIONAL_AP_[U
76439 | TX_MINERAL_WELLS_MUNICIPA
76443 | TX_ABILENE_REGIONAL_AP_[U
76444 | TX_MINERAL_WELLS_MUNICIPA
76452 | TX_ROBERT_GRAY_AAF
76453 | TX_MINERAL_WELLS_MUNICIPA
76455 | TX_ROBERT_GRAY_AAF
76457 | TX_WACO_REGIONAL_AP
76458 | TX_MINERAL_WELLS_MUNICIPA
76464 | TX_ABILENE_REGIONAL_AP_[U
76465 | TX_MINERAL_WELLS_MUNICIPA
76469 | TX_ABILENE_REGIONAL_AP_[U
76470 | TX_MINERAL_WELLS_MUNICIPA
76471 | TX_ABILENE_REGIONAL_AP_[U
76472 | TX_MINERAL_WELLS_MUNICIPA
76474 | TX_ABILENE_REGIONAL_AP_[U
76475 | TX_MINERAL_WELLS_MUNICIPA
76483 | TX_ABILENE_REGIONAL_AP_[U
76484 | TX_MINERAL_WELLS_MUNICIPA
76491 | TX_ABILENE_REGIONAL_AP_[U
76501 | TX_DRAUGHON_MILLER_CEN
76511 | TX_GEORGETOWN_AWOS
76513 | TX_DRAUGHON_MILLER_CEN
76522 | TX_ROBERT_GRAY_AAF
76523 | TX_GEORGETOWN_AWOS
76524 | TX_DRAUGHON_MILLER_CEN
76525 | TX_ROBERT_GRAY_AAF
76526 | TX_FORT_HOOD
76527 | TX_GEORGETOWN_AWOS
76528 | TX_FORT_HOOD
76530 | TX_GEORGETOWN_AWOS
76531 | TX_FORT_HOOD
76533 | TX_DRAUGHON_MILLER_CEN
76537 | TX_GEORGETOWN_AWOS
76538 | TX_FORT_HOOD
76539 | TX_ROBERT_GRAY_AAF
76540 | TX_FORT_HOOD
76542 | TX_KILLEEN_MUNI_AWOS
76544 | TX_FORT_HOOD
76550 | TX_ROBERT_GRAY_AAF
76552 | TX_FORT_HOOD
76554 | TX_DRAUGHON_MILLER_CEN
76555 | TX_COLLEGE_STATION_EASTER
76557 | TX_DRAUGHON_MILLER_CEN
76558 | TX_FORT_HOOD
76559 | TX_KILLEEN_MUNI_AWOS
76561 | TX_MC_GREGOR_AWOS
76564 | TX_DRAUGHON_MILLER_CEN
76565 | TX_ROBERT_GRAY_AAF
76566 | TX_FORT_HOOD
76567 | TX_COLLEGE_STATION_EASTER
76569 | TX_DRAUGHON_MILLER_CEN
76571 | TX_KILLEEN_MUNI_AWOS
76573 | TX_GEORGETOWN_AWOS
76579 | TX_DRAUGHON_MILLER_CEN
76596 | TX_FORT_HOOD
76621 | TX_WACO_REGIONAL_AP
76623 | TX_DALLAS_REDBIRD_ARPT
76624 | TX_WACO_REGIONAL_AP
76626 | TX_DALLAS_REDBIRD_ARPT
76627 | TX_WACO_REGIONAL_AP
76629 | TX_COLLEGE_STATION_EASTER
76630 | TX_MC_GREGOR_AWOS
76631 | TX_WACO_REGIONAL_AP
76632 | TX_MC_GREGOR_AWOS
76633 | TX_WACO_REGIONAL_AP
76637 | TX_MC_GREGOR_AWOS
76639 | TX_WACO_REGIONAL_AP
76643 | TX_MC_GREGOR_AWOS
76645 | TX_WACO_REGIONAL_AP
76651 | TX_DALLAS_REDBIRD_ARPT
76652 | TX_FORT_WORTH_NAS
76653 | TX_WACO_REGIONAL_AP
76655 | TX_MC_GREGOR_AWOS
76656 | TX_DRAUGHON_MILLER_CEN
76657 | TX_MC_GREGOR_AWOS
76660 | TX_WACO_REGIONAL_AP
76661 | TX_MC_GREGOR_AWOS
76664 | TX_WACO_REGIONAL_AP
76670 | TX_DALLAS_REDBIRD_ARPT
76671 | TX_WACO_REGIONAL_AP
76680 | TX_DRAUGHON_MILLER_CEN
76681 | TX_WACO_REGIONAL_AP
76685 | TX_MC_GREGOR_AWOS
76686 | TX_WACO_REGIONAL_AP
76689 | TX_MC_GREGOR_AWOS
76690 | TX_WACO_REGIONAL_AP
76712 | TX_MC_GREGOR_AWOS
76714 | TX_WACO_REGIONAL_AP
76801 | TX_ABILENE_REGIONAL_AP_[U
76820 | TX_ROBERT_GRAY_AAF
76821 | TX_SAN_ANGELO_MATHIS_FIEL
76823 | TX_ABILENE_REGIONAL_AP_[U
76824 | TX_ROBERT_GRAY_AAF
76825 | TX_SAN_ANGELO_MATHIS_FIEL
76827 | TX_ABILENE_REGIONAL_AP_[U
76831 | TX_ROBERT_GRAY_AAF
76834 | TX_ABILENE_REGIONAL_AP_[U
76836 | TX_SAN_ANGELO_MATHIS_FIEL
76842 | TX_ROBERT_GRAY_AAF
76845 | TX_SAN_ANGELO_MATHIS_FIEL
76853 | TX_ROBERT_GRAY_AAF
76854 | TX_SAN_ANGELO_MATHIS_FIEL
76857 | TX_ABILENE_REGIONAL_AP_[U
76858 | TX_SAN_ANGELO_MATHIS_FIEL
76864 | TX_ROBERT_GRAY_AAF
76865 | TX_SAN_ANGELO_MATHIS_FIEL
76869 | TX_ROBERT_GRAY_AAF
76872 | TX_SAN_ANGELO_MATHIS_FIEL
76877 | TX_ROBERT_GRAY_AAF
76878 | TX_ABILENE_REGIONAL_AP_[U
76880 | TX_ROBERT_GRAY_AAF
76882 | TX_ABILENE_DYESS_AFB
76883 | TX_SAN_ANGELO_MATHIS_FIEL
76884 | TX_ABILENE_DYESS_AFB
76885 | TX_ROBERT_GRAY_AAF
76886 | TX_SAN_ANGELO_MATHIS_FIEL
76887 | TX_ROBERT_GRAY_AAF
76888 | TX_SAN_ANGELO_MATHIS_FIEL
76890 | TX_ROBERT_GRAY_AAF
76901 | TX_SAN_ANGELO_MATHIS_FIEL
77001 | TX_HOUSTON_WILLIAM_P_HOBB
77014 | TX_HOUSTON_BUSH_INTERCONT
77015 | TX_HOUSTON_WILLIAM_P_HOBB
77016 | TX_HOUSTON_BUSH_INTERCONT
77017 | TX_HOUSTON_WILLIAM_P_HOBB
77018 | TX_HOUSTON_BUSH_INTERCONT
77019 | TX_HOUSTON_WILLIAM_P_HOBB
77022 | TX_HOUSTON_BUSH_INTERCONT
77023 | TX_HOUSTON_WILLIAM_P_HOBB
77032 | TX_HOUSTON_BUSH_INTERCONT
77033 | TX_HOUSTON_WILLIAM_P_HOBB
77037 | TX_HOUSTON_BUSH_INTERCONT
77041 | TX_HOUSTON_DW_HOOKS
77042 | TX_HOUSTON_WILLIAM_P_HOBB
77043 | TX_HOUSTON_BUSH_INTERCONT
77045 | TX_HOUSTON_WILLIAM_P_HOBB
77050 | TX_HOUSTON_BUSH_INTERCONT
77051 | TX_HOUSTON_WILLIAM_P_HOBB
77055 | TX_HOUSTON_BUSH_INTERCONT
77056 | TX_HOUSTON_WILLIAM_P_HOBB
77058 | TX_HOUSTON_ELLINGTON_AFB
77060 | TX_HOUSTON_BUSH_INTERCONT
77061 | TX_HOUSTON_WILLIAM_P_HOBB
77062 | TX_HOUSTON_ELLINGTON_AFB
77063 | TX_HOUSTON_WILLIAM_P_HOBB
77064 | TX_HOUSTON_DW_HOOKS
77067 | TX_HOUSTON_BUSH_INTERCONT
77068 | TX_HOUSTON_DW_HOOKS
77071 | TX_HOUSTON_WILLIAM_P_HOBB
77073 | TX_HOUSTON_BUSH_INTERCONT
77074 | TX_HOUSTON_WILLIAM_P_HOBB
77076 | TX_HOUSTON_BUSH_INTERCONT
77077 | TX_HOUSTON_WILLIAM_P_HOBB
77078 | TX_HOUSTON_BUSH_INTERCONT
77079 | TX_HOUSTON_DW_HOOKS
77080 | TX_HOUSTON_BUSH_INTERCONT
77081 | TX_HOUSTON_WILLIAM_P_HOBB
77084 | TX_HOUSTON_DW_HOOKS
77085 | TX_HOUSTON_WILLIAM_P_HOBB
77086 | TX_HOUSTON_BUSH_INTERCONT
77087 | TX_HOUSTON_WILLIAM_P_HOBB
77088 | TX_HOUSTON_BUSH_INTERCONT
77089 | TX_HOUSTON_WILLIAM_P_HOBB
77090 | TX_HOUSTON_BUSH_INTERCONT
77094 | TX_HOUSTON_DW_HOOKS
77096 | TX_HOUSTON_WILLIAM_P_HOBB
77301 | TX_HOUSTON_DW_HOOKS
77325 | TX_HOUSTON_BUSH_INTERCONT
77332 | TX_LUFKIN_ANGELINA_CO
77333 | TX_HOUSTON_DW_HOOKS
77335 | TX_LUFKIN_ANGELINA_CO
77336 | TX_HOUSTON_BUSH_INTERCONT
77337 | TX_HOUSTON_DW_HOOKS
77338 | TX_HOUSTON_BUSH_INTERCONT
77340 | TX_HOUSTON_DW_HOOKS
77345 | TX_HOUSTON_BUSH_INTERCONT
77348 | TX_HOUSTON_DW_HOOKS
77350 | TX_LUFKIN_ANGELINA_CO
77353 | TX_HOUSTON_DW_HOOKS
77357 | TX_HOUSTON_BUSH_INTERCONT
77358 | TX_HOUSTON_DW_HOOKS
77359 | TX_LUFKIN_ANGELINA_CO
77362 | TX_HOUSTON_DW_HOOKS
77364 | TX_LUFKIN_ANGELINA_CO
77365 | TX_HOUSTON_BUSH_INTERCONT
77367 | TX_LUFKIN_ANGELINA_CO
77368 | TX_HOUSTON_BUSH_INTERCONT
77374 | TX_PORT_ARTHUR_JEFFERSON
77375 | TX_HOUSTON_DW_HOOKS
77376 | TX_HOUSTON_BUSH_INTERCONT
77377 | TX_HOUSTON_DW_HOOKS
77383 | TX_HOUSTON_BUSH_INTERCONT
77384 | TX_HOUSTON_DW_HOOKS
77387 | TX_HOUSTON_BUSH_INTERCONT
77388 | TX_HOUSTON_DW_HOOKS
77393 | TX_HOUSTON_BUSH_INTERCONT
77399 | TX_LUFKIN_ANGELINA_CO
77401 | TX_HOUSTON_WILLIAM_P_HOBB
77404 | TX_PALACIOS_MUNICIPAL_AP
77406 | TX_HOUSTON_WILLIAM_P_HOBB
77410 | TX_HOUSTON_DW_HOOKS
77411 | TX_HOUSTON_WILLIAM_P_HOBB
77412 | TX_VICTORIA_REGIONAL_AP
77413 | TX_HOUSTON_DW_HOOKS
77414 | TX_PALACIOS_MUNICIPAL_AP
77417 | TX_HOUSTON_WILLIAM_P_HOBB
77418 | TX_HOUSTON_DW_HOOKS
77419 | TX_PALACIOS_MUNICIPAL_AP
77422 | TX_HOUSTON_WILLIAM_P_HOBB
77423 | TX_HOUSTON_DW_HOOKS
77426 | TX_COLLEGE_STATION_EASTER
77428 | TX_PALACIOS_MUNICIPAL_AP
77429 | TX_HOUSTON_DW_HOOKS
77430 | TX_HOUSTON_WILLIAM_P_HOBB
77431 | TX_PALACIOS_MUNICIPAL_AP
77433 | TX_HOUSTON_DW_HOOKS
77435 | TX_HOUSTON_WILLIAM_P_HOBB
77436 | TX_PALACIOS_MUNICIPAL_AP
77441 | TX_HOUSTON_DW_HOOKS
77442 | TX_PALACIOS_MUNICIPAL_AP
77444 | TX_HOUSTON_WILLIAM_P_HOBB
77445 | TX_HOUSTON_DW_HOOKS
77448 | TX_PALACIOS_MUNICIPAL_AP
77449 | TX_HOUSTON_DW_HOOKS
77451 | TX_HOUSTON_WILLIAM_P_HOBB
77452 | TX_COLLEGE_STATION_EASTER
77453 | TX_PALACIOS_MUNICIPAL_AP
77454 | TX_HOUSTON_DW_HOOKS
77455 | TX_PALACIOS_MUNICIPAL_AP
77459 | TX_HOUSTON_WILLIAM_P_HOBB
77460 | TX_PALACIOS_MUNICIPAL_AP
77461 | TX_HOUSTON_WILLIAM_P_HOBB
77462 | TX_PALACIOS_MUNICIPAL_AP
77464 | TX_HOUSTON_DW_HOOKS
77465 | TX_PALACIOS_MUNICIPAL_AP
77466 | TX_HOUSTON_DW_HOOKS
77467 | TX_PALACIOS_MUNICIPAL_AP
77469 | TX_HOUSTON_WILLIAM_P_HOBB
77470 | TX_VICTORIA_REGIONAL_AP
77471 | TX_HOUSTON_WILLIAM_P_HOBB
77473 | TX_HOUSTON_DW_HOOKS
77475 | TX_VICTORIA_REGIONAL_AP
77476 | TX_HOUSTON_DW_HOOKS
77477 | TX_HOUSTON_WILLIAM_P_HOBB
77480 | TX_PALACIOS_MUNICIPAL_AP
77481 | TX_HOUSTON_WILLIAM_P_HOBB
77482 | TX_PALACIOS_MUNICIPAL_AP
77484 | TX_HOUSTON_DW_HOOKS
77486 | TX_HOUSTON_WILLIAM_P_HOBB
77488 | TX_PALACIOS_MUNICIPAL_AP
77489 | TX_HOUSTON_WILLIAM_P_HOBB
77491 | TX_HOUSTON_DW_HOOKS
77496 | TX_HOUSTON_WILLIAM_P_HOBB
77505 | TX_HOUSTON_ELLINGTON_AFB
77506 | TX_HOUSTON_WILLIAM_P_HOBB
77507 | TX_HOUSTON_ELLINGTON_AFB
77508 | TX_HOUSTON_WILLIAM_P_HOBB
77510 | TX_HOUSTON_ELLINGTON_AFB
77515 | TX_HOUSTON_WILLIAM_P_HOBB
77517 | TX_HOUSTON_ELLINGTON_AFB
77519 | TX_PORT_ARTHUR_JEFFERSON
77520 | TX_HOUSTON_ELLINGTON_AFB
77530 | TX_HOUSTON_WILLIAM_P_HOBB
77531 | TX_GALVESTON_SCHOLES
77532 | TX_HOUSTON_BUSH_INTERCONT
77533 | TX_PORT_ARTHUR_JEFFERSON
77534 | TX_HOUSTON_ELLINGTON_AFB
77535 | TX_HOUSTON_BUSH_INTERCONT
77536 | TX_HOUSTON_ELLINGTON_AFB
77538 | TX_PORT_ARTHUR_JEFFERSON
77539 | TX_HOUSTON_ELLINGTON_AFB
77541 | TX_GALVESTON_SCHOLES
77545 | TX_HOUSTON_WILLIAM_P_HOBB
77546 | TX_HOUSTON_ELLINGTON_AFB
77547 | TX_HOUSTON_WILLIAM_P_HOBB
77549 | TX_HOUSTON_ELLINGTON_AFB
77550 | TX_GALVESTON_SCHOLES
77560 | TX_HOUSTON_ELLINGTON_AFB
77561 | TX_HOUSTON_BUSH_INTERCONT
77562 | TX_HOUSTON_ELLINGTON_AFB
77563 | TX_GALVESTON_SCHOLES
77564 | TX_PORT_ARTHUR_JEFFERSON
77565 | TX_HOUSTON_ELLINGTON_AFB
77568 | TX_GALVESTON_SCHOLES
77571 | TX_HOUSTON_ELLINGTON_AFB
77575 | TX_HOUSTON_BUSH_INTERCONT
77577 | TX_HOUSTON_ELLINGTON_AFB
77578 | TX_HOUSTON_WILLIAM_P_HOBB
77580 | TX_HOUSTON_ELLINGTON_AFB
77581 | TX_HOUSTON_WILLIAM_P_HOBB
77582 | TX_PORT_ARTHUR_JEFFERSON
77583 | TX_HOUSTON_WILLIAM_P_HOBB
77585 | TX_PORT_ARTHUR_JEFFERSON
77586 | TX_HOUSTON_ELLINGTON_AFB
77587 | TX_HOUSTON_WILLIAM_P_HOBB
77590 | TX_GALVESTON_SCHOLES
77597 | TX_HOUSTON_ELLINGTON_AFB
77611 | TX_PORT_ARTHUR_JEFFERSON
77617 | TX_GALVESTON_SCHOLES
77619 | TX_PORT_ARTHUR_JEFFERSON
77623 | TX_GALVESTON_SCHOLES
77624 | TX_LUFKIN_ANGELINA_CO
77625 | TX_PORT_ARTHUR_JEFFERSON
77650 | TX_GALVESTON_SCHOLES
77651 | TX_PORT_ARTHUR_JEFFERSON
77660 | TX_LUFKIN_ANGELINA_CO
77661 | TX_PORT_ARTHUR_JEFFERSON
77664 | TX_LUFKIN_ANGELINA_CO
77665 | TX_PORT_ARTHUR_JEFFERSON
77801 | TX_COLLEGE_STATION_EASTER
77901 | TX_VICTORIA_REGIONAL_AP
77950 | TX_ROCKPORT_ARANSAS_CO
77951 | TX_VICTORIA_REGIONAL_AP
77961 | TX_PALACIOS_MUNICIPAL_AP
77963 | TX_VICTORIA_REGIONAL_AP
77970 | TX_PALACIOS_MUNICIPAL_AP
77972 | TX_VICTORIA_REGIONAL_AP
77978 | TX_PALACIOS_MUNICIPAL_AP
77983 | TX_ROCKPORT_ARANSAS_CO
77984 | TX_VICTORIA_REGIONAL_AP
77990 | TX_ROCKPORT_ARANSAS_CO
77991 | TX_VICTORIA_REGIONAL_AP
78001 | TX_COTULLA_FAA_AP
78002 | TX_SAN_ANTONIO_KELLY_FIEL
78003 | TX_HONDO_MUNICIPAL_AP
78004 | TX_SAN_ANTONIO_INTL_AP
78005 | TX_HONDO_MUNICIPAL_AP
78006 | TX_SAN_ANTONIO_INTL_AP
78007 | TX_COTULLA_FAA_AP
78008 | TX_SAN_ANTONIO_STINSON
78009 | TX_SAN_ANTONIO_KELLY_FIEL
78010 | TX_HONDO_MUNICIPAL_AP
78011 | TX_SAN_ANTONIO_STINSON
78013 | TX_SAN_ANTONIO_INTL_AP
78014 | TX_COTULLA_FAA_AP
78015 | TX_SAN_ANTONIO_INTL_AP
78016 | TX_HONDO_MUNICIPAL_AP
78017 | TX_COTULLA_FAA_AP
78022 | TX_ALICE_INTL_AP
78023 | TX_SAN_ANTONIO_INTL_AP
78024 | TX_HONDO_MUNICIPAL_AP
78026 | TX_SAN_ANTONIO_STINSON
78027 | TX_SAN_ANTONIO_INTL_AP
78028 | TX_HONDO_MUNICIPAL_AP
78039 | TX_SAN_ANTONIO_KELLY_FIEL
78040 | TX_LAREDO_INTL_AP_[UT]
78050 | TX_SAN_ANTONIO_STINSON
78052 | TX_SAN_ANTONIO_KELLY_FIEL
78053 | TX_SAN_ANTONIO_STINSON
78054 | TX_SAN_ANTONIO_KELLY_FIEL
78055 | TX_HONDO_MUNICIPAL_AP
78059 | TX_SAN_ANTONIO_KELLY_FIEL
78060 | TX_CORPUS_CHRISTI_INTL_AR
78061 | TX_HONDO_MUNICIPAL_AP
78062 | TX_SAN_ANTONIO_STINSON
78063 | TX_HONDO_MUNICIPAL_AP
78064 | TX_SAN_ANTONIO_STINSON
78066 | TX_HONDO_MUNICIPAL_AP
78067 | TX_LAREDO_INTL_AP_[UT]
78069 | TX_SAN_ANTONIO_KELLY_FIEL
78070 | TX_SAN_ANTONIO_INTL_AP
78071 | TX_ALICE_INTL_AP
78072 | TX_COTULLA_FAA_AP
78073 | TX_SAN_ANTONIO_KELLY_FIEL
78074 | TX_SAN_ANTONIO_INTL_AP
78075 | TX_SAN_ANTONIO_STINSON
78076 | TX_LAREDO_INTL_AP_[UT]
78101 | TX_RANDOLPH_AFB
78102 | TX_CORPUS_CHRISTI_INTL_AR
78108 | TX_RANDOLPH_AFB
78112 | TX_SAN_ANTONIO_STINSON
78115 | TX_RANDOLPH_AFB
78117 | TX_SAN_ANTONIO_STINSON
78121 | TX_RANDOLPH_AFB
78125 | TX_CORPUS_CHRISTI_INTL_AR
78130 | TX_RANDOLPH_AFB
78141 | TX_VICTORIA_REGIONAL_AP
78142 | TX_CORPUS_CHRISTI_INTL_AR
78143 | TX_RANDOLPH_AFB
78144 | TX_SAN_ANTONIO_STINSON
78146 | TX_CORPUS_CHRISTI_INTL_AR
78147 | TX_SAN_ANTONIO_STINSON
78148 | TX_RANDOLPH_AFB
78151 | TX_VICTORIA_REGIONAL_AP
78152 | TX_RANDOLPH_AFB
78162 | TX_CORPUS_CHRISTI_INTL_AR
78163 | TX_SAN_ANTONIO_INTL_AP
78164 | TX_VICTORIA_REGIONAL_AP
78201 | TX_SAN_ANTONIO_INTL_AP
78202 | TX_SAN_ANTONIO_STINSON
78204 | TX_SAN_ANTONIO_KELLY_FIEL
78205 | TX_SAN_ANTONIO_STINSON
78206 | TX_SAN_ANTONIO_KELLY_FIEL
78208 | TX_SAN_ANTONIO_INTL_AP
78210 | TX_SAN_ANTONIO_STINSON
78211 | TX_SAN_ANTONIO_KELLY_FIEL
78212 | TX_SAN_ANTONIO_INTL_AP
78214 | TX_SAN_ANTONIO_STINSON
78215 | TX_SAN_ANTONIO_INTL_AP
78220 | TX_SAN_ANTONIO_STINSON
78224 | TX_SAN_ANTONIO_KELLY_FIEL
78229 | TX_SAN_ANTONIO_INTL_AP
78233 | TX_RANDOLPH_AFB
78234 | TX_SAN_ANTONIO_INTL_AP
78235 | TX_SAN_ANTONIO_STINSON
78237 | TX_SAN_ANTONIO_KELLY_FIEL
78239 | TX_RANDOLPH_AFB
78240 | TX_SAN_ANTONIO_INTL_AP
78241 | TX_SAN_ANTONIO_KELLY_FIEL
78244 | TX_RANDOLPH_AFB
78245 | TX_SAN_ANTONIO_KELLY_FIEL
78247 | TX_SAN_ANTONIO_INTL_AP
78250 | TX_SAN_ANTONIO_KELLY_FIEL
78255 | TX_SAN_ANTONIO_INTL_AP
78263 | TX_SAN_ANTONIO_STINSON
78265 | TX_SAN_ANTONIO_KELLY_FIEL
78266 | TX_RANDOLPH_AFB
78268 | TX_SAN_ANTONIO_KELLY_FIEL
78284 | TX_SAN_ANTONIO_INTL_AP
78285 | TX_SAN_ANTONIO_KELLY_FIEL
78330 | TX_ALICE_INTL_AP
78335 | TX_ROCKPORT_ARANSAS_CO
78338 | TX_HARLINGEN_RIO_GRANDE_V
78339 | TX_CORPUS_CHRISTI_INTL_AR
78340 | TX_ROCKPORT_ARANSAS_CO
78341 | TX_ALICE_INTL_AP
78343 | TX_KINGSVILLE
78344 | TX_LAREDO_INTL_AP_[UT]
78347 | TX_CORPUS_CHRISTI_NAS
78349 | TX_ALICE_INTL_AP
78350 | TX_CORPUS_CHRISTI_INTL_AR
78351 | TX_KINGSVILLE
78352 | TX_CORPUS_CHRISTI_INTL_AR
78353 | TX_MCALLEN_MILLER_INTL_AP
78355 | TX_KINGSVILLE
78357 | TX_ALICE_INTL_AP
78358 | TX_ROCKPORT_ARANSAS_CO
78359 | TX_CORPUS_CHRISTI_NAS
78360 | TX_LAREDO_INTL_AP_[UT]
78361 | TX_MCALLEN_MILLER_INTL_AP
78362 | TX_CORPUS_CHRISTI_NAS
78363 | TX_KINGSVILLE
78368 | TX_CORPUS_CHRISTI_INTL_AR
78369 | TX_LAREDO_INTL_AP_[UT]
78370 | TX_CORPUS_CHRISTI_INTL_AR
78371 | TX_LAREDO_INTL_AP_[UT]
78372 | TX_ALICE_INTL_AP
78373 | TX_CORPUS_CHRISTI_NAS
78375 | TX_KINGSVILLE
78376 | TX_ALICE_INTL_AP
78377 | TX_ROCKPORT_ARANSAS_CO
78379 | TX_KINGSVILLE
78380 | TX_CORPUS_CHRISTI_INTL_AR
78381 | TX_ROCKPORT_ARANSAS_CO
78383 | TX_CORPUS_CHRISTI_INTL_AR
78384 | TX_ALICE_INTL_AP
78385 | TX_KINGSVILLE
78387 | TX_CORPUS_CHRISTI_INTL_AR
78393 | TX_ROCKPORT_ARANSAS_CO
78401 | TX_CORPUS_CHRISTI_NAS
78406 | TX_CORPUS_CHRISTI_INTL_AR
78407 | TX_CORPUS_CHRISTI_NAS
78409 | TX_CORPUS_CHRISTI_INTL_AR
78411 | TX_CORPUS_CHRISTI_NAS
78419 | TX_CORPUS_CHRISTI_INTL_AR
78426 | TX_CORPUS_CHRISTI_NAS
78501 | TX_MCALLEN_MILLER_INTL_AP
78520 | TX_BROWNSVILLE_S_PADRE_IS
78535 | TX_HARLINGEN_RIO_GRANDE_V
78536 | TX_MCALLEN_MILLER_INTL_AP
78550 | TX_HARLINGEN_RIO_GRANDE_V
78557 | TX_MCALLEN_MILLER_INTL_AP
78559 | TX_HARLINGEN_RIO_GRANDE_V
78560 | TX_MCALLEN_MILLER_INTL_AP
78564 | TX_LAREDO_INTL_AP_[UT]
78565 | TX_MCALLEN_MILLER_INTL_AP
78566 | TX_BROWNSVILLE_S_PADRE_IS
78567 | TX_HARLINGEN_RIO_GRANDE_V
78572 | TX_MCALLEN_MILLER_INTL_AP
78575 | TX_BROWNSVILLE_S_PADRE_IS
78576 | TX_MCALLEN_MILLER_INTL_AP
78578 | TX_BROWNSVILLE_S_PADRE_IS
78579 | TX_MCALLEN_MILLER_INTL_AP
78580 | TX_HARLINGEN_RIO_GRANDE_V
78582 | TX_MCALLEN_MILLER_INTL_AP
78583 | TX_HARLINGEN_RIO_GRANDE_V
78584 | TX_MCALLEN_MILLER_INTL_AP
78586 | TX_HARLINGEN_RIO_GRANDE_V
78588 | TX_MCALLEN_MILLER_INTL_AP
78590 | TX_HARLINGEN_RIO_GRANDE_V
78591 | TX_MCALLEN_MILLER_INTL_AP
78592 | TX_HARLINGEN_RIO_GRANDE_V
78595 | TX_MCALLEN_MILLER_INTL_AP
78597 | TX_BROWNSVILLE_S_PADRE_IS
78598 | TX_HARLINGEN_RIO_GRANDE_V
78599 | TX_MCALLEN_MILLER_INTL_AP
78602 | TX_AUSTIN_MUELLER_MUNICIP
78603 | TX_RANDOLPH_AFB
78605 | TX_GEORGETOWN_AWOS
78606 | TX_SAN_ANTONIO_INTL_AP
78607 | TX_ROBERT_GRAY_AAF
78610 | TX_AUSTIN_MUELLER_MUNICIP
78611 | TX_ROBERT_GRAY_AAF
78612 | TX_AUSTIN_MUELLER_MUNICIP
78613 | TX_CAMP_MABRY
78614 | TX_RANDOLPH_AFB
78615 | TX_GEORGETOWN_AWOS
78616 | TX_AUSTIN_MUELLER_MUNICIP
78618 | TX_SAN_ANTONIO_INTL_AP
78619 | TX_CAMP_MABRY
78621 | TX_AUSTIN_MUELLER_MUNICIP
78622 | TX_RANDOLPH_AFB
78624 | TX_SAN_ANTONIO_INTL_AP
78626 | TX_GEORGETOWN_AWOS
78629 | TX_RANDOLPH_AFB
78630 | TX_CAMP_MABRY
78631 | TX_HONDO_MUNICIPAL_AP
78632 | TX_AUSTIN_MUELLER_MUNICIP
78634 | TX_GEORGETOWN_AWOS
78635 | TX_CAMP_MABRY
78638 | TX_RANDOLPH_AFB
78639 | TX_GEORGETOWN_AWOS
78640 | TX_AUSTIN_MUELLER_MUNICIP
78641 | TX_GEORGETOWN_AWOS
78643 | TX_ROBERT_GRAY_AAF
78644 | TX_AUSTIN_MUELLER_MUNICIP
78645 | TX_CAMP_MABRY
78646 | TX_GEORGETOWN_AWOS
78648 | TX_RANDOLPH_AFB
78650 | TX_AUSTIN_MUELLER_MUNICIP
78651 | TX_CAMP_MABRY
78652 | TX_AUSTIN_MUELLER_MUNICIP
78654 | TX_CAMP_MABRY
78655 | TX_AUSTIN_MUELLER_MUNICIP
78657 | TX_CAMP_MABRY
78658 | TX_RANDOLPH_AFB
78659 | TX_AUSTIN_MUELLER_MUNICIP
78660 | TX_CAMP_MABRY
78661 | TX_RANDOLPH_AFB
78662 | TX_AUSTIN_MUELLER_MUNICIP
78663 | TX_CAMP_MABRY
78664 | TX_GEORGETOWN_AWOS
78665 | TX_CAMP_MABRY
78666 | TX_AUSTIN_MUELLER_MUNICIP
78669 | TX_CAMP_MABRY
78670 | TX_RANDOLPH_AFB
78671 | TX_SAN_ANTONIO_INTL_AP
78672 | TX_ROBERT_GRAY_AAF
78673 | TX_GEORGETOWN_AWOS
78675 | TX_CAMP_MABRY
78677 | TX_RANDOLPH_AFB
78680 | TX_GEORGETOWN_AWOS
78691 | TX_CAMP_MABRY
78701 | TX_AUSTIN_MUELLER_MUNICIP
78703 | TX_CAMP_MABRY
78704 | TX_AUSTIN_MUELLER_MUNICIP
78717 | TX_CAMP_MABRY
78718 | TX_AUSTIN_MUELLER_MUNICIP
78726 | TX_CAMP_MABRY
78739 | TX_AUSTIN_MUELLER_MUNICIP
78746 | TX_CAMP_MABRY
78747 | TX_AUSTIN_MUELLER_MUNICIP
78750 | TX_CAMP_MABRY
78751 | TX_AUSTIN_MUELLER_MUNICIP
78753 | TX_CAMP_MABRY
78754 | TX_AUSTIN_MUELLER_MUNICIP
78756 | TX_CAMP_MABRY
78760 | TX_AUSTIN_MUELLER_MUNICIP
78801 | TX_HONDO_MUNICIPAL_AP
78827 | TX_COTULLA_FAA_AP
78828 | TX_DEL_RIO_LAUGHLIN_AFB
78829 | TX_HONDO_MUNICIPAL_AP
78830 | TX_COTULLA_FAA_AP
78832 | TX_DEL_RIO_LAUGHLIN_AFB
78834 | TX_COTULLA_FAA_AP
78837 | TX_DEL_RIO_[UT]
78838 | TX_HONDO_MUNICIPAL_AP
78839 | TX_COTULLA_FAA_AP
78840 | TX_DEL_RIO_[UT]
78850 | TX_HONDO_MUNICIPAL_AP
78851 | TX_DEL_RIO_[UT]
78852 | TX_DEL_RIO_LAUGHLIN_AFB
78861 | TX_HONDO_MUNICIPAL_AP
78871 | TX_DEL_RIO_[UT]
78872 | TX_HONDO_MUNICIPAL_AP
78877 | TX_DEL_RIO_LAUGHLIN_AFB
78879 | TX_HONDO_MUNICIPAL_AP
78880 | TX_DEL_RIO_LAUGHLIN_AFB
78881 | TX_HONDO_MUNICIPAL_AP
78931 | TX_COLLEGE_STATION_EASTER
78933 | TX_HOUSTON_DW_HOOKS
78934 | TX_COLLEGE_STATION_EASTER
78941 | TX_AUSTIN_MUELLER_MUNICIP
78942 | TX_COLLEGE_STATION_EASTER
78943 | TX_VICTORIA_REGIONAL_AP
78944 | TX_COLLEGE_STATION_EASTER
78947 | TX_AUSTIN_MUELLER_MUNICIP
78948 | TX_COLLEGE_STATION_EASTER
78949 | TX_AUSTIN_MUELLER_MUNICIP
78950 | TX_COLLEGE_STATION_EASTER
78951 | TX_VICTORIA_REGIONAL_AP
78952 | TX_AUSTIN_MUELLER_MUNICIP
78954 | TX_COLLEGE_STATION_EASTER
78956 | TX_VICTORIA_REGIONAL_AP
78957 | TX_AUSTIN_MUELLER_MUNICIP
78960 | TX_COLLEGE_STATION_EASTER
78962 | TX_VICTORIA_REGIONAL_AP
78963 | TX_AUSTIN_MUELLER_MUNICIP
79001 | TX_AMARILLO_INTERNATIONAL
79002 | TX_CHILDRESS_MUNICIPAL_AP
79003 | OK_GAGE_AIRPORT
79007 | TX_AMARILLO_INTERNATIONAL
79009 | NM_CLOVIS_MUNI__AWOS
79010 | TX_DALHART_MUNICIPAL_AP
79011 | OK_GAGE_AIRPORT
79012 | TX_AMARILLO_INTERNATIONAL
79013 | TX_DALHART_MUNICIPAL_AP
79014 | OK_GAGE_AIRPORT
79015 | TX_AMARILLO_INTERNATIONAL
79018 | TX_DALHART_MUNICIPAL_AP
79019 | TX_AMARILLO_INTERNATIONAL
79021 | TX_LUBBOCK_INTERNATIONAL
79022 | TX_DALHART_MUNICIPAL_AP
79024 | OK_GAGE_AIRPORT
79025 | TX_AMARILLO_INTERNATIONAL
79029 | TX_DALHART_MUNICIPAL_AP
79031 | NM_CLOVIS_MUNI__AWOS
79032 | TX_LUBBOCK_INTERNATIONAL
79033 | KS_LIBERAL_MUNI
79034 | OK_GAGE_AIRPORT
79035 | NM_CLOVIS_MUNI__AWOS
79036 | TX_AMARILLO_INTERNATIONAL
79040 | KS_LIBERAL_MUNI
79041 | TX_LUBBOCK_INTERNATIONAL
79042 | TX_AMARILLO_INTERNATIONAL
79044 | TX_DALHART_MUNICIPAL_AP
79045 | TX_AMARILLO_INTERNATIONAL
79046 | OK_GAGE_AIRPORT
79051 | TX_DALHART_MUNICIPAL_AP
79052 | TX_AMARILLO_INTERNATIONAL
79053 | NM_CLOVIS_MUNI__AWOS
79054 | TX_AMARILLO_INTERNATIONAL
79056 | OK_GAGE_AIRPORT
79057 | TX_CHILDRESS_MUNICIPAL_AP
79058 | TX_DALHART_MUNICIPAL_AP
79059 | OK_GAGE_AIRPORT
79062 | TX_DALHART_MUNICIPAL_AP
79063 | TX_AMARILLO_INTERNATIONAL
79064 | TX_LUBBOCK_INTERNATIONAL
79065 | TX_AMARILLO_INTERNATIONAL
79070 | KS_LIBERAL_MUNI
79072 | TX_LUBBOCK_INTERNATIONAL
79077 | TX_CHILDRESS_MUNICIPAL_AP
79078 | TX_AMARILLO_INTERNATIONAL
79079 | TX_CHILDRESS_MUNICIPAL_AP
79080 | TX_AMARILLO_INTERNATIONAL
79081 | KS_LIBERAL_MUNI
79082 | NM_CLOVIS_MUNI__AWOS
79083 | TX_DALHART_MUNICIPAL_AP
79085 | TX_AMARILLO_INTERNATIONAL
79086 | TX_DALHART_MUNICIPAL_AP
79087 | NM_CLAYTON_MUNICIPAL_AIRP
79088 | TX_AMARILLO_INTERNATIONAL
79093 | KS_LIBERAL_MUNI
79094 | TX_AMARILLO_INTERNATIONAL
79095 | TX_CHILDRESS_MUNICIPAL_AP
79096 | OK_CLINTON_SHERMAN
79097 | TX_AMARILLO_INTERNATIONAL
79201 | TX_CHILDRESS_MUNICIPAL_AP
79221 | TX_LUBBOCK_INTERNATIONAL
79222 | TX_CHILDRESS_MUNICIPAL_AP
79225 | OK_ALTUS_AFB
79226 | TX_CHILDRESS_MUNICIPAL_AP
79229 | TX_LUBBOCK_INTERNATIONAL
79230 | TX_CHILDRESS_MUNICIPAL_AP
79231 | TX_LUBBOCK_INTERNATIONAL
79232 | TX_CHILDRESS_MUNICIPAL_AP
79235 | TX_LUBBOCK_INTERNATIONAL
79236 | TX_CHILDRESS_MUNICIPAL_AP
79241 | TX_LUBBOCK_INTERNATIONAL
79244 | TX_CHILDRESS_MUNICIPAL_AP
79247 | OK_ALTUS_AFB
79248 | TX_CHILDRESS_MUNICIPAL_AP
79250 | TX_LUBBOCK_INTERNATIONAL
79251 | TX_CHILDRESS_MUNICIPAL_AP
79257 | TX_AMARILLO_INTERNATIONAL
79258 | TX_LUBBOCK_INTERNATIONAL
79259 | TX_CHILDRESS_MUNICIPAL_AP
79311 | TX_LUBBOCK_INTERNATIONAL
79314 | NM_CLOVIS_CANNON_AFB
79316 | TX_LUBBOCK_INTERNATIONAL
79320 | NM_CLOVIS_MUNI__AWOS
79322 | TX_LUBBOCK_INTERNATIONAL
79324 | NM_CLOVIS_MUNI__AWOS
79325 | TX_MARFA_AP
79326 | TX_LUBBOCK_INTERNATIONAL
79331 | TX_MIDLAND_INTERNATIONAL
79336 | TX_LUBBOCK_INTERNATIONAL
79344 | NM_CLOVIS_MUNI__AWOS
79345 | TX_LUBBOCK_INTERNATIONAL
79346 | NM_CLOVIS_MUNI__AWOS
79350 | TX_LUBBOCK_INTERNATIONAL
79360 | TX_MIDLAND_INTERNATIONAL
79363 | TX_LUBBOCK_INTERNATIONAL
79371 | NM_CLOVIS_MUNI__AWOS
79372 | TX_LUBBOCK_INTERNATIONAL
79501 | TX_ABILENE_DYESS_AFB
79503 | TX_ABILENE_REGIONAL_AP_[U
79505 | TX_CHILDRESS_MUNICIPAL_AP
79506 | TX_ABILENE_DYESS_AFB
79510 | TX_ABILENE_REGIONAL_AP_[U
79511 | TX_MIDLAND_INTERNATIONAL
79512 | TX_ABILENE_DYESS_AFB
79517 | TX_LUBBOCK_INTERNATIONAL
79519 | TX_ABILENE_DYESS_AFB
79521 | TX_ABILENE_REGIONAL_AP_[U
79526 | TX_ABILENE_DYESS_AFB
79529 | TX_ABILENE_REGIONAL_AP_[U
79530 | TX_ABILENE_DYESS_AFB
79533 | TX_ABILENE_REGIONAL_AP_[U
79534 | TX_ABILENE_DYESS_AFB
79539 | TX_ABILENE_REGIONAL_AP_[U
79540 | TX_ABILENE_DYESS_AFB
79544 | TX_ABILENE_REGIONAL_AP_[U
79545 | TX_ABILENE_DYESS_AFB
79547 | TX_ABILENE_REGIONAL_AP_[U
79549 | TX_ABILENE_DYESS_AFB
79553 | TX_ABILENE_REGIONAL_AP_[U
79556 | TX_ABILENE_DYESS_AFB
79601 | TX_ABILENE_REGIONAL_AP_[U
79606 | TX_ABILENE_DYESS_AFB
79608 | TX_ABILENE_REGIONAL_AP_[U
79701 | TX_MIDLAND_INTERNATIONAL
79718 | TX_MARFA_AP
79719 | TX_WINK_WINKLER_COUNTY_AP
79720 | TX_MIDLAND_INTERNATIONAL
79730 | TX_WINK_WINKLER_COUNTY_AP
79731 | TX_MIDLAND_INTERNATIONAL
79734 | TX_MARFA_AP
79735 | TX_WINK_WINKLER_COUNTY_AP
79738 | TX_LUBBOCK_INTERNATIONAL
79739 | TX_MIDLAND_INTERNATIONAL
79742 | TX_WINK_WINKLER_COUNTY_AP
79744 | TX_MIDLAND_INTERNATIONAL
79745 | TX_WINK_WINKLER_COUNTY_AP
79748 | TX_MIDLAND_INTERNATIONAL
79754 | TX_WINK_WINKLER_COUNTY_AP
79755 | TX_MIDLAND_INTERNATIONAL
79756 | TX_WINK_WINKLER_COUNTY_AP
79758 | TX_MIDLAND_INTERNATIONAL
79759 | TX_WINK_WINKLER_COUNTY_AP
79760 | TX_MIDLAND_INTERNATIONAL
79770 | NM_CARLSBAD_CAVERN_CITY_A
79772 | TX_WINK_WINKLER_COUNTY_AP
79776 | TX_MIDLAND_INTERNATIONAL
79777 | TX_WINK_WINKLER_COUNTY_AP
79778 | TX_MIDLAND_INTERNATIONAL
79779 | TX_WINK_WINKLER_COUNTY_AP
79780 | TX_MARFA_AP
79781 | TX_MIDLAND_INTERNATIONAL
79785 | TX_WINK_WINKLER_COUNTY_AP
79786 | TX_MARFA_AP
79788 | TX_WINK_WINKLER_COUNTY_AP
79821 | TX_EL_PASO_INTERNATIONAL
79830 | TX_MARFA_AP
79835 | TX_EL_PASO_INTERNATIONAL
79837 | NM_CARLSBAD_CAVERN_CITY_A
79838 | TX_EL_PASO_INTERNATIONAL
79842 | TX_MARFA_AP
79847 | NM_CARLSBAD_CAVERN_CITY_A
79848 | TX_MARFA_AP
79849 | TX_EL_PASO_INTERNATIONAL
79850 | TX_MARFA_AP
79851 | TX_EL_PASO_INTERNATIONAL
79852 | TX_MARFA_AP
79853 | TX_EL_PASO_INTERNATIONAL
79854 | TX_MARFA_AP
79901 | TX_EL_PASO_INTERNATIONAL
80001 | CO_DENVER_CENTENNIAL_[GOL
80010 | CO_AURORA_BUCKLEY_FIELD_A
80020 | CO_DENVER_CENTENNIAL_[GOL
80022 | CO_AURORA_BUCKLEY_FIELD_A
80025 | CO_DENVER_CENTENNIAL_[GOL
80026 | CO_BROOMFIELD_JEFFCO_[BOU
80030 | CO_DENVER_CENTENNIAL_[GOL
80037 | CO_AURORA_BUCKLEY_FIELD_A
80038 | CO_DENVER_CENTENNIAL_[GOL
80040 | CO_AURORA_BUCKLEY_FIELD_A
80101 | CO_LIMON
80102 | CO_DENVER_INTL_AP
80104 | CO_AURORA_BUCKLEY_FIELD_A
80105 | CO_DENVER_INTL_AP
80106 | CO_COLORADO_SPRINGS_MUNI
80107 | CO_AURORA_BUCKLEY_FIELD_A
80110 | CO_DENVER_CENTENNIAL_[GOL
80111 | CO_AURORA_BUCKLEY_FIELD_A
80118 | CO_COLORADO_SPRINGS_MUNI
80120 | CO_DENVER_CENTENNIAL_[GOL
80121 | CO_AURORA_BUCKLEY_FIELD_A
80123 | CO_DENVER_CENTENNIAL_[GOL
80124 | CO_AURORA_BUCKLEY_FIELD_A
80125 | CO_DENVER_CENTENNIAL_[GOL
80126 | CO_AURORA_BUCKLEY_FIELD_A
80127 | CO_DENVER_CENTENNIAL_[GOL
80132 | CO_COLORADO_SPRINGS_MUNI
80134 | CO_AURORA_BUCKLEY_FIELD_A
80135 | CO_DENVER_CENTENNIAL_[GOL
80136 | CO_DENVER_INTL_AP
80138 | CO_AURORA_BUCKLEY_FIELD_A
80150 | CO_DENVER_CENTENNIAL_[GOL
80163 | CO_AURORA_BUCKLEY_FIELD_A
80165 | CO_DENVER_CENTENNIAL_[GOL
80206 | CO_AURORA_BUCKLEY_FIELD_A
80208 | CO_DENVER_CENTENNIAL_[GOL
80209 | CO_AURORA_BUCKLEY_FIELD_A
80211 | CO_DENVER_CENTENNIAL_[GOL
80220 | CO_AURORA_BUCKLEY_FIELD_A
80221 | CO_DENVER_CENTENNIAL_[GOL
80222 | CO_AURORA_BUCKLEY_FIELD_A
80223 | CO_DENVER_CENTENNIAL_[GOL
80224 | CO_AURORA_BUCKLEY_FIELD_A
80225 | CO_DENVER_CENTENNIAL_[GOL
80231 | CO_AURORA_BUCKLEY_FIELD_A
80232 | CO_DENVER_CENTENNIAL_[GOL
80237 | CO_AURORA_BUCKLEY_FIELD_A
80241 | CO_DENVER_INTL_AP
80243 | CO_DENVER_CENTENNIAL_[GOL
80246 | CO_AURORA_BUCKLEY_FIELD_A
80248 | CO_DENVER_CENTENNIAL_[GOL
80249 | CO_AURORA_BUCKLEY_FIELD_A
80250 | CO_DENVER_CENTENNIAL_[GOL
80266 | CO_AURORA_BUCKLEY_FIELD_A
80270 | CO_DENVER_CENTENNIAL_[GOL
80301 | CO_BROOMFIELD_JEFFCO_[BOU
80401 | CO_DENVER_CENTENNIAL_[GOL
80420 | CO_LEADVILLE_LAKE_CO
80421 | CO_DENVER_CENTENNIAL_[GOL
80423 | CO_EAGLE_COUNTY_AP
80424 | CO_LEADVILLE_LAKE_CO
80425 | CO_DENVER_CENTENNIAL_[GOL
80426 | CO_EAGLE_COUNTY_AP
80427 | CO_DENVER_CENTENNIAL_[GOL
80428 | CO_HAYDEN_YAMPA_AWOS
80429 | CO_LEADVILLE_LAKE_CO
80430 | CO_HAYDEN_YAMPA_AWOS
80432 | CO_LEADVILLE_LAKE_CO
80433 | CO_DENVER_CENTENNIAL_[GOL
80434 | WY_LARAMIE_GENERAL_BREES
80435 | CO_LEADVILLE_LAKE_CO
80436 | CO_DENVER_CENTENNIAL_[GOL
80440 | CO_LEADVILLE_LAKE_CO
80442 | CO_BROOMFIELD_JEFFCO_[BOU
80443 | CO_LEADVILLE_LAKE_CO
80444 | CO_DENVER_CENTENNIAL_[GOL
80446 | CO_BROOMFIELD_JEFFCO_[BOU
80448 | CO_DENVER_CENTENNIAL_[GOL
80449 | CO_LEADVILLE_LAKE_CO
80451 | CO_BROOMFIELD_JEFFCO_[BOU
80452 | CO_DENVER_CENTENNIAL_[GOL
80455 | CO_BROOMFIELD_JEFFCO_[BOU
80456 | CO_LEADVILLE_LAKE_CO
80457 | CO_DENVER_CENTENNIAL_[GOL
80459 | CO_EAGLE_COUNTY_AP
80461 | CO_LEADVILLE_LAKE_CO
80463 | CO_EAGLE_COUNTY_AP
80465 | CO_DENVER_CENTENNIAL_[GOL
80466 | CO_BROOMFIELD_JEFFCO_[BOU
80467 | CO_HAYDEN_YAMPA_AWOS
80468 | CO_EAGLE_COUNTY_AP
80469 | CO_HAYDEN_YAMPA_AWOS
80470 | CO_DENVER_CENTENNIAL_[GOL
80471 | CO_BROOMFIELD_JEFFCO_[BOU
80473 | CO_HAYDEN_YAMPA_AWOS
80474 | CO_DENVER_CENTENNIAL_[GOL
80477 | CO_HAYDEN_YAMPA_AWOS
80478 | CO_BROOMFIELD_JEFFCO_[BOU
80479 | CO_EAGLE_COUNTY_AP
80480 | WY_LARAMIE_GENERAL_BREES
80481 | CO_BROOMFIELD_JEFFCO_[BOU
80482 | CO_DENVER_CENTENNIAL_[GOL
80483 | CO_HAYDEN_YAMPA_AWOS
80498 | CO_EAGLE_COUNTY_AP
80501 | CO_BROOMFIELD_JEFFCO_[BOU
80512 | CO_FORT_COLLINS_AWOS
80514 | CO_BROOMFIELD_JEFFCO_[BOU
80521 | CO_FORT_COLLINS_AWOS
80530 | CO_BROOMFIELD_JEFFCO_[BOU
80532 | CO_FORT_COLLINS_AWOS
80533 | CO_BROOMFIELD_JEFFCO_[BOU
80534 | CO_FORT_COLLINS_AWOS
80540 | CO_BROOMFIELD_JEFFCO_[BOU
80541 | CO_FORT_COLLINS_AWOS
80542 | CO_BROOMFIELD_JEFFCO_[BOU
80543 | CO_FORT_COLLINS_AWOS
80544 | CO_BROOMFIELD_JEFFCO_[BOU
80545 | CO_FORT_COLLINS_AWOS
80601 | CO_DENVER_INTL_AP
80610 | CO_GREELEY_WELD_AWOS
80612 | WY_CHEYENNE_MUNICIPAL_ARP
80614 | CO_DENVER_CENTENNIAL_[GOL
80615 | CO_GREELEY_WELD_AWOS
80621 | CO_DENVER_INTL_AP
80622 | CO_GREELEY_WELD_AWOS
80640 | CO_DENVER_INTL_AP
80644 | CO_GREELEY_WELD_AWOS
80652 | CO_DENVER_INTL_AP
80653 | CO_GREELEY_WELD_AWOS
80654 | CO_DENVER_INTL_AP
80701 | CO_AKRON_WASHINGTON_CO_AP
80721 | NE_IMPERIAL_FAA_AP
80722 | CO_AKRON_WASHINGTON_CO_AP
80726 | NE_SIDNEY_MUNICIPAL_AP
80727 | CO_AKRON_WASHINGTON_CO_AP
80728 | NE_SIDNEY_MUNICIPAL_AP
80729 | CO_GREELEY_WELD_AWOS
80731 | NE_SIDNEY_MUNICIPAL_AP
80732 | WY_CHEYENNE_MUNICIPAL_ARP
80733 | CO_AKRON_WASHINGTON_CO_AP
80734 | NE_IMPERIAL_FAA_AP
80735 | KS_GOODLAND_RENNER_FIELD
80736 | NE_SIDNEY_MUNICIPAL_AP
80740 | CO_AKRON_WASHINGTON_CO_AP
80742 | CO_GREELEY_WELD_AWOS
80743 | CO_AKRON_WASHINGTON_CO_AP
80744 | NE_SIDNEY_MUNICIPAL_AP
80750 | CO_AKRON_WASHINGTON_CO_AP
80754 | CO_GREELEY_WELD_AWOS
80755 | CO_AKRON_WASHINGTON_CO_AP
80758 | NE_IMPERIAL_FAA_AP
80759 | CO_AKRON_WASHINGTON_CO_AP
80802 | KS_GOODLAND_RENNER_FIELD
80804 | CO_LIMON
80805 | KS_GOODLAND_RENNER_FIELD
80808 | CO_COLORADO_SPRINGS_MUNI
80810 | CO_LAMAR_MUNICIPAL
80812 | CO_AKRON_WASHINGTON_CO_AP
80813 | CO_COLORADO_SPRINGS_MUNI
80815 | CO_LIMON
80816 | CO_COLORADO_SPRINGS_MUNI
80818 | CO_LIMON
80819 | CO_COLORADO_SPRINGS_MUNI
80820 | CO_LEADVILLE_LAKE_CO
80821 | CO_LIMON
80822 | CO_AKRON_WASHINGTON_CO_AP
80823 | CO_LIMON
80824 | CO_AKRON_WASHINGTON_CO_AP
80825 | CO_LAMAR_MUNICIPAL
80826 | CO_LIMON
80827 | CO_COLORADO_SPRINGS_MUNI
80828 | CO_LIMON
80829 | CO_COLORADO_SPRINGS_MUNI
80830 | CO_LIMON
80831 | CO_COLORADO_SPRINGS_MUNI
80832 | CO_LIMON
80836 | KS_GOODLAND_RENNER_FIELD
80840 | CO_COLORADO_SPRINGS_MUNI
80861 | CO_LIMON
80863 | CO_COLORADO_SPRINGS_MUNI
81001 | CO_PUEBLO_MEMORIAL_AP
81020 | CO_TRINIDAD_LAS_ANIMAS_CO
81021 | CO_LA_JUNTA_MUNICIPAL_AP
81022 | CO_PUEBLO_MEMORIAL_AP
81024 | CO_TRINIDAD_LAS_ANIMAS_CO
81025 | CO_PUEBLO_MEMORIAL_AP
81027 | CO_TRINIDAD_LAS_ANIMAS_CO
81029 | NM_CLAYTON_MUNICIPAL_AIRP
81030 | CO_LA_JUNTA_MUNICIPAL_AP
81036 | CO_LAMAR_MUNICIPAL
81038 | CO_LA_JUNTA_MUNICIPAL_AP
81040 | CO_ALAMOSA_SAN_LUIS_VALLE
81041 | CO_LAMAR_MUNICIPAL
81042 | CO_TRINIDAD_LAS_ANIMAS_CO
81043 | CO_LAMAR_MUNICIPAL
81045 | CO_LA_JUNTA_MUNICIPAL_AP
81046 | CO_TRINIDAD_LAS_ANIMAS_CO
81047 | CO_LAMAR_MUNICIPAL
81049 | CO_TRINIDAD_LAS_ANIMAS_CO
81050 | CO_LA_JUNTA_MUNICIPAL_AP
81052 | CO_LAMAR_MUNICIPAL
81054 | CO_LA_JUNTA_MUNICIPAL_AP
81055 | CO_TRINIDAD_LAS_ANIMAS_CO
81057 | CO_LAMAR_MUNICIPAL
81058 | CO_LA_JUNTA_MUNICIPAL_AP
81059 | CO_TRINIDAD_LAS_ANIMAS_CO
81062 | CO_LA_JUNTA_MUNICIPAL_AP
81064 | CO_LAMAR_MUNICIPAL
81066 | CO_ALAMOSA_SAN_LUIS_VALLE
81067 | CO_LA_JUNTA_MUNICIPAL_AP
81069 | CO_PUEBLO_MEMORIAL_AP
81071 | CO_LAMAR_MUNICIPAL
81073 | NM_CLAYTON_MUNICIPAL_AIRP
81074 | CO_TRINIDAD_LAS_ANIMAS_CO
81076 | CO_LA_JUNTA_MUNICIPAL_AP
81081 | CO_TRINIDAD_LAS_ANIMAS_CO
81084 | CO_LAMAR_MUNICIPAL
81089 | CO_TRINIDAD_LAS_ANIMAS_CO
81090 | CO_LAMAR_MUNICIPAL
81091 | CO_TRINIDAD_LAS_ANIMAS_CO
81092 | CO_LAMAR_MUNICIPAL
81101 | CO_ALAMOSA_SAN_LUIS_VALLE
81121 | CO_DURANGO_LA_PLATA_CO
81123 | CO_ALAMOSA_SAN_LUIS_VALLE
81127 | CO_DURANGO_LA_PLATA_CO
81129 | CO_ALAMOSA_SAN_LUIS_VALLE
81130 | CO_GUNNISON_CO_AWOS
81131 | CO_ALAMOSA_SAN_LUIS_VALLE
81137 | CO_DURANGO_LA_PLATA_CO
81138 | CO_ALAMOSA_SAN_LUIS_VALLE
81147 | CO_DURANGO_LA_PLATA_CO
81148 | CO_ALAMOSA_SAN_LUIS_VALLE
81155 | CO_GUNNISON_CO_AWOS
81157 | CO_DURANGO_LA_PLATA_CO
81201 | CO_GUNNISON_CO_AWOS
81211 | CO_LEADVILLE_LAKE_CO
81212 | CO_COLORADO_SPRINGS_MUNI
81220 | CO_MONTROSE_CO_ARPT
81221 | CO_PUEBLO_MEMORIAL_AP
81222 | CO_COLORADO_SPRINGS_MUNI
81224 | CO_GUNNISON_CO_AWOS
81226 | CO_PUEBLO_MEMORIAL_AP
81227 | CO_GUNNISON_CO_AWOS
81228 | CO_LEADVILLE_LAKE_CO
81230 | CO_GUNNISON_CO_AWOS
81232 | CO_ALAMOSA_SAN_LUIS_VALLE
81233 | CO_COLORADO_SPRINGS_MUNI
81235 | CO_GUNNISON_CO_AWOS
81236 | CO_LEADVILLE_LAKE_CO
81237 | CO_GUNNISON_CO_AWOS
81240 | CO_PUEBLO_MEMORIAL_AP
81241 | CO_GUNNISON_CO_AWOS
81244 | CO_PUEBLO_MEMORIAL_AP
81246 | CO_COLORADO_SPRINGS_MUNI
81247 | CO_GUNNISON_CO_AWOS
81251 | CO_LEADVILLE_LAKE_CO
81252 | CO_ALAMOSA_SAN_LUIS_VALLE
81253 | CO_PUEBLO_MEMORIAL_AP
81301 | CO_DURANGO_LA_PLATA_CO
81320 | CO_CORTEZ_MONTEZUMA_CO
81324 | UT_BLANDING
81326 | CO_DURANGO_LA_PLATA_CO
81327 | CO_CORTEZ_MONTEZUMA_CO
81329 | CO_DURANGO_LA_PLATA_CO
81330 | CO_CORTEZ_MONTEZUMA_CO
81332 | CO_DURANGO_LA_PLATA_CO
81334 | CO_CORTEZ_MONTEZUMA_CO
81401 | CO_MONTROSE_CO_ARPT
81411 | UT_MOAB_CANYONLANDS_[UO]
81413 | CO_MONTROSE_CO_ARPT
81429 | UT_MOAB_CANYONLANDS_[UO]
81430 | CO_MONTROSE_CO_ARPT
81433 | CO_DURANGO_LA_PLATA_CO
81434 | CO_ASPEN_PITKIN_CO_SAR
81435 | CO_MONTROSE_CO_ARPT
81501 | CO_GRAND_JUNCTION_WALKER
81522 | UT_MOAB_CANYONLANDS_[UO]
81523 | CO_GRAND_JUNCTION_WALKER
81601 | CO_RIFLE_GARFIELD_RGNL
81610 | UT_VERNAL
81611 | CO_ASPEN_PITKIN_CO_SAR
81620 | CO_EAGLE_COUNTY_AP
81621 | CO_ASPEN_PITKIN_CO_SAR
81623 | CO_EAGLE_COUNTY_AP
81624 | CO_RIFLE_GARFIELD_RGNL
81625 | CO_CRAIG_MOFFAT
81628 | CO_ASPEN_PITKIN_CO_SAR
81630 | CO_GRAND_JUNCTION_WALKER
81631 | CO_EAGLE_COUNTY_AP
81633 | UT_VERNAL
81635 | CO_RIFLE_GARFIELD_RGNL
81637 | CO_EAGLE_COUNTY_AP
81638 | CO_CRAIG_MOFFAT
81639 | CO_HAYDEN_YAMPA_AWOS
81640 | CO_CRAIG_MOFFAT
81641 | CO_RIFLE_GARFIELD_RGNL
81642 | CO_ASPEN_PITKIN_CO_SAR
81643 | CO_GRAND_JUNCTION_WALKER
81645 | CO_LEADVILLE_LAKE_CO
81646 | CO_GRAND_JUNCTION_WALKER
81647 | CO_RIFLE_GARFIELD_RGNL
81648 | UT_VERNAL
81649 | CO_LEADVILLE_LAKE_CO
81650 | CO_RIFLE_GARFIELD_RGNL
81653 | CO_CRAIG_MOFFAT
81654 | CO_ASPEN_PITKIN_CO_SAR
81655 | CO_EAGLE_COUNTY_AP
81656 | CO_ASPEN_PITKIN_CO_SAR
81657 | CO_EAGLE_COUNTY_AP
82001 | WY_CHEYENNE_MUNICIPAL_ARP
82050 | NE_SCOTTSBLUFF_W_B_HEILIG
82051 | WY_LARAMIE_GENERAL_BREES
82053 | WY_CHEYENNE_MUNICIPAL_ARP
82055 | WY_LARAMIE_GENERAL_BREES
82059 | WY_CHEYENNE_MUNICIPAL_ARP
82061 | WY_LARAMIE_GENERAL_BREES
82081 | WY_CHEYENNE_MUNICIPAL_ARP
82083 | WY_LARAMIE_GENERAL_BREES
82190 | MT_LIVINGSTON_MISSION_FIE
82201 | WY_CHEYENNE_MUNICIPAL_ARP
82212 | NE_SCOTTSBLUFF_W_B_HEILIG
82222 | NE_CHADRON_MUNICIPAL_AP
82223 | NE_SCOTTSBLUFF_W_B_HEILIG
82224 | WY_CASPER_NATRONA_CO_INTL
82225 | NE_CHADRON_MUNICIPAL_AP
82229 | WY_CASPER_NATRONA_CO_INTL
82240 | NE_SCOTTSBLUFF_W_B_HEILIG
82242 | NE_CHADRON_MUNICIPAL_AP
82243 | NE_SCOTTSBLUFF_W_B_HEILIG
82301 | WY_RAWLINS_MUNICIPAL_AP
82310 | WY_RIVERTON_MUNICIPL_AP
82321 | CO_CRAIG_MOFFAT
82322 | WY_RAWLINS_MUNICIPAL_AP
82323 | CO_CRAIG_MOFFAT
82324 | WY_RAWLINS_MUNICIPAL_AP
82329 | WY_LARAMIE_GENERAL_BREES
82332 | CO_CRAIG_MOFFAT
82334 | WY_RAWLINS_MUNICIPAL_AP
82401 | WY_WORLAND_MUNICIPAL
82411 | WY_CODY_MUNI_AWOS
82426 | WY_WORLAND_MUNICIPAL
82431 | WY_CODY_MUNI_AWOS
82432 | WY_WORLAND_MUNICIPAL
82433 | WY_CODY_MUNI_AWOS
82434 | WY_WORLAND_MUNICIPAL
82435 | WY_CODY_MUNI_AWOS
82441 | WY_WORLAND_MUNICIPAL
82450 | WY_CODY_MUNI_AWOS
82501 | WY_RIVERTON_MUNICIPL_AP
82512 | WY_LANDER_HUNT_FIELD
82513 | WY_JACKSON_HOLE
82514 | WY_LANDER_HUNT_FIELD
82516 | WY_RIVERTON_MUNICIPL_AP
82520 | WY_LANDER_HUNT_FIELD
82523 | WY_RIVERTON_MUNICIPL_AP
82601 | WY_CASPER_NATRONA_CO_INTL
82639 | WY_WORLAND_MUNICIPAL
82640 | WY_CASPER_NATRONA_CO_INTL
82642 | WY_RIVERTON_MUNICIPL_AP
82643 | WY_CASPER_NATRONA_CO_INTL
82649 | WY_RIVERTON_MUNICIPL_AP
82701 | SD_ELLSWORTH_AFB
82711 | WY_GILLETTE_GILLETTE_C
82712 | SD_ELLSWORTH_AFB
82713 | WY_GILLETTE_GILLETTE_C
82715 | SD_ELLSWORTH_AFB
82716 | WY_GILLETTE_GILLETTE_C
82801 | WY_SHERIDAN_COUNTY_ARPT
82831 | WY_GILLETTE_GILLETTE_C
82832 | WY_SHERIDAN_COUNTY_ARPT
82901 | WY_ROCK_SPRINGS_ARPT_[GRE
82922 | WY_JACKSON_HOLE
82923 | WY_LANDER_HUNT_FIELD
82925 | WY_JACKSON_HOLE
82929 | WY_ROCK_SPRINGS_ARPT_[GRE
82930 | WY_EVANSTON_BURNS_FLD
82932 | WY_ROCK_SPRINGS_ARPT_[GRE
82933 | WY_EVANSTON_BURNS_FLD
82934 | WY_ROCK_SPRINGS_ARPT_[GRE
82937 | WY_EVANSTON_BURNS_FLD
82938 | WY_ROCK_SPRINGS_ARPT_[GRE
82939 | WY_EVANSTON_BURNS_FLD
82941 | WY_LANDER_HUNT_FIELD
82942 | WY_ROCK_SPRINGS_ARPT_[GRE
82944 | WY_EVANSTON_BURNS_FLD
82945 | WY_ROCK_SPRINGS_ARPT_[GRE
83001 | WY_JACKSON_HOLE
83101 | WY_ROCK_SPRINGS_ARPT_[GRE
83110 | ID_SODA_SPRINGS_TIGERT
83113 | WY_LANDER_HUNT_FIELD
83114 | ID_SODA_SPRINGS_TIGERT
83115 | WY_JACKSON_HOLE
83116 | WY_EVANSTON_BURNS_FLD
83118 | ID_SODA_SPRINGS_TIGERT
83121 | WY_EVANSTON_BURNS_FLD
83122 | ID_SODA_SPRINGS_TIGERT
83123 | WY_ROCK_SPRINGS_ARPT_[GRE
83124 | WY_EVANSTON_BURNS_FLD
83126 | ID_SODA_SPRINGS_TIGERT
83128 | WY_JACKSON_HOLE
83201 | ID_POCATELLO_REGIONAL_AP
83213 | ID_HAILEY_FRIEDMAN_MEM
83214 | ID_MALAD_CITY
83215 | ID_IDAHO_FALLS_FANNING_FI
83217 | ID_SODA_SPRINGS_TIGERT
83218 | ID_IDAHO_FALLS_FANNING_FI
83220 | ID_SODA_SPRINGS_TIGERT
83221 | ID_POCATELLO_REGIONAL_AP
83223 | ID_SODA_SPRINGS_TIGERT
83226 | ID_SALMON_LEMHI_AWOS
83227 | ID_HAILEY_FRIEDMAN_MEM
83228 | ID_MALAD_CITY
83229 | ID_SALMON_LEMHI_AWOS
83230 | ID_SODA_SPRINGS_TIGERT
83232 | ID_MALAD_CITY
83233 | ID_SODA_SPRINGS_TIGERT
83234 | ID_MALAD_CITY
83235 | ID_SALMON_LEMHI_AWOS
83236 | ID_IDAHO_FALLS_FANNING_FI
83237 | ID_MALAD_CITY
83238 | ID_SODA_SPRINGS_TIGERT
83243 | ID_MALAD_CITY
83244 | ID_HAILEY_FRIEDMAN_MEM
83245 | ID_POCATELLO_REGIONAL_AP
83246 | ID_SODA_SPRINGS_TIGERT
83250 | ID_POCATELLO_REGIONAL_AP
83251 | ID_HAILEY_FRIEDMAN_MEM
83252 | ID_MALAD_CITY
83253 | ID_SALMON_LEMHI_AWOS
83254 | ID_SODA_SPRINGS_TIGERT
83255 | ID_HAILEY_FRIEDMAN_MEM
83256 | ID_POCATELLO_REGIONAL_AP
83261 | ID_SODA_SPRINGS_TIGERT
83262 | ID_POCATELLO_REGIONAL_AP
83263 | ID_MALAD_CITY
83271 | ID_POCATELLO_REGIONAL_AP
83272 | ID_SODA_SPRINGS_TIGERT
83274 | ID_IDAHO_FALLS_FANNING_FI
83276 | ID_SODA_SPRINGS_TIGERT
83277 | ID_POCATELLO_REGIONAL_AP
83278 | ID_HAILEY_FRIEDMAN_MEM
83280 | ID_MALAD_CITY
83283 | ID_SODA_SPRINGS_TIGERT
83286 | ID_MALAD_CITY
83287 | ID_SODA_SPRINGS_TIGERT
83301 | ID_JOSLIN_FLD_MAGIC_VA_[T
83311 | ID_BURLEY_MUNICIPAL_ARPT
83313 | ID_HAILEY_FRIEDMAN_MEM
83314 | ID_MOUNTAIN_HOME_AFB
83316 | ID_JOSLIN_FLD_MAGIC_VA_[T
83318 | ID_BURLEY_MUNICIPAL_ARPT
83320 | ID_HAILEY_FRIEDMAN_MEM
83321 | ID_JOSLIN_FLD_MAGIC_VA_[T
83322 | ID_HAILEY_FRIEDMAN_MEM
83323 | ID_BURLEY_MUNICIPAL_ARPT
83324 | ID_JOSLIN_FLD_MAGIC_VA_[T
83326 | ID_BURLEY_MUNICIPAL_ARPT
83327 | ID_HAILEY_FRIEDMAN_MEM
83328 | ID_JOSLIN_FLD_MAGIC_VA_[T
83333 | ID_HAILEY_FRIEDMAN_MEM
83334 | ID_JOSLIN_FLD_MAGIC_VA_[T
83336 | ID_BURLEY_MUNICIPAL_ARPT
83337 | ID_HAILEY_FRIEDMAN_MEM
83338 | ID_JOSLIN_FLD_MAGIC_VA_[T
83340 | ID_HAILEY_FRIEDMAN_MEM
83341 | ID_JOSLIN_FLD_MAGIC_VA_[T
83342 | ID_BURLEY_MUNICIPAL_ARPT
83344 | ID_JOSLIN_FLD_MAGIC_VA_[T
83346 | ID_BURLEY_MUNICIPAL_ARPT
83348 | ID_HAILEY_FRIEDMAN_MEM
83350 | ID_BURLEY_MUNICIPAL_ARPT
83352 | ID_HAILEY_FRIEDMAN_MEM
83355 | ID_JOSLIN_FLD_MAGIC_VA_[T
83401 | ID_IDAHO_FALLS_FANNING_FI
83420 | WY_JACKSON_HOLE
83421 | ID_IDAHO_FALLS_FANNING_FI
83422 | WY_JACKSON_HOLE
83423 | ID_IDAHO_FALLS_FANNING_FI
83424 | WY_JACKSON_HOLE
83425 | ID_IDAHO_FALLS_FANNING_FI
83429 | WY_JACKSON_HOLE
83431 | ID_IDAHO_FALLS_FANNING_FI
83433 | WY_JACKSON_HOLE
83434 | ID_IDAHO_FALLS_FANNING_FI
83447 | WY_JACKSON_HOLE
83448 | ID_IDAHO_FALLS_FANNING_FI
83449 | WY_JACKSON_HOLE
83450 | ID_IDAHO_FALLS_FANNING_FI
83452 | WY_JACKSON_HOLE
83454 | ID_IDAHO_FALLS_FANNING_FI
83455 | WY_JACKSON_HOLE
83460 | ID_IDAHO_FALLS_FANNING_FI
83462 | ID_SALMON_LEMHI_AWOS
83501 | ID_LEWISTON_NEZ_PERCE_CNT
83537 | WA_PULLMAN_MOSCOW_RGNL
83538 | ID_LEWISTON_NEZ_PERCE_CNT
83547 | OR_BAKER_MUNICIPAL_AP
83548 | ID_LEWISTON_NEZ_PERCE_CNT
83601 | ID_HAILEY_FRIEDMAN_MEM
83602 | ID_BOISE_AIR_TERMINAL_[UO
83604 | ID_MOUNTAIN_HOME_AFB
83605 | ID_CALDWELL_AWOS
83610 | OR_BAKER_MUNICIPAL_AP
83611 | ID_BOISE_AIR_TERMINAL_[UO
83612 | OR_BAKER_MUNICIPAL_AP
83615 | ID_BOISE_AIR_TERMINAL_[UO
83617 | ID_CALDWELL_AWOS
83620 | OR_BAKER_MUNICIPAL_AP
83622 | ID_BOISE_AIR_TERMINAL_[UO
83623 | ID_MOUNTAIN_HOME_AFB
83626 | ID_CALDWELL_AWOS
83627 | ID_MOUNTAIN_HOME_AFB
83628 | ID_CALDWELL_AWOS
83629 | ID_BOISE_AIR_TERMINAL_[UO
83630 | ID_CALDWELL_AWOS
83631 | ID_BOISE_AIR_TERMINAL_[UO
83632 | ID_CALDWELL_AWOS
83633 | ID_MOUNTAIN_HOME_AFB
83634 | ID_BOISE_AIR_TERMINAL_[UO
83636 | ID_CALDWELL_AWOS
83637 | ID_BOISE_AIR_TERMINAL_[UO
83638 | OR_BAKER_MUNICIPAL_AP
83639 | ID_CALDWELL_AWOS
83642 | ID_BOISE_AIR_TERMINAL_[UO
83643 | OR_BAKER_MUNICIPAL_AP
83644 | ID_CALDWELL_AWOS
83647 | ID_MOUNTAIN_HOME_AFB
83650 | ID_CALDWELL_AWOS
83654 | OR_BAKER_MUNICIPAL_AP
83655 | ID_CALDWELL_AWOS
83657 | ID_BOISE_AIR_TERMINAL_[UO
83660 | ID_CALDWELL_AWOS
83666 | ID_BOISE_AIR_TERMINAL_[UO
83670 | ID_CALDWELL_AWOS
83671 | ID_SALMON_LEMHI_AWOS
83672 | ID_CALDWELL_AWOS
83677 | ID_SALMON_LEMHI_AWOS
83680 | ID_BOISE_AIR_TERMINAL_[UO
83686 | ID_CALDWELL_AWOS
83701 | ID_BOISE_AIR_TERMINAL_[UO
83801 | ID_COEUR_DALENEAWOS
83806 | WA_PULLMAN_MOSCOW_RGNL
83808 | ID_COEUR_DALENEAWOS
83812 | WA_PULLMAN_MOSCOW_RGNL
83813 | ID_COEUR_DALENEAWOS
83823 | WA_PULLMAN_MOSCOW_RGNL
83825 | ID_COEUR_DALENEAWOS
83827 | WA_PULLMAN_MOSCOW_RGNL
83832 | ID_LEWISTON_NEZ_PERCE_CNT
83833 | ID_COEUR_DALENEAWOS
83834 | WA_PULLMAN_MOSCOW_RGNL
83835 | ID_COEUR_DALENEAWOS
83843 | WA_PULLMAN_MOSCOW_RGNL
83845 | ID_COEUR_DALENEAWOS
83855 | WA_PULLMAN_MOSCOW_RGNL
83856 | ID_COEUR_DALENEAWOS
83857 | WA_PULLMAN_MOSCOW_RGNL
83858 | ID_COEUR_DALENEAWOS
83866 | WA_PULLMAN_MOSCOW_RGNL
83867 | ID_COEUR_DALENEAWOS
83870 | WA_PULLMAN_MOSCOW_RGNL
83873 | ID_COEUR_DALENEAWOS
84001 | UT_VERNAL
84003 | UT_PROVO_MUNI_AWOS
84006 | UT_SALT_LAKE_CITY_INT'L_A
84007 | UT_VERNAL
84010 | UT_SALT_LAKE_CITY_INT'L_A
84013 | UT_PROVO_MUNI_AWOS
84014 | UT_SALT_LAKE_CITY_INT'L_A
84015 | UT_OGDEN_HILL_AFB
84017 | UT_SALT_LAKE_CITY_INT'L_A
84018 | UT_OGDEN_HILL_AFB
84020 | UT_SALT_LAKE_CITY_INT'L_A
84021 | UT_VERNAL
84022 | UT_PROVO_MUNI_AWOS
84023 | UT_VERNAL
84024 | UT_OGDEN_HILL_AFB
84026 | UT_VERNAL
84027 | UT_PROVO_MUNI_AWOS
84028 | ID_MALAD_CITY
84029 | UT_SALT_LAKE_CITY_INT'L_A
84030 | UT_VERNAL
84031 | UT_PROVO_MUNI_AWOS
84033 | UT_OGDEN_HILL_AFB
84034 | UT_WENDOVER_USAF_AUXILIAR
84035 | UT_VERNAL
84036 | UT_PROVO_MUNI_AWOS
84037 | UT_OGDEN_HILL_AFB
84038 | WY_EVANSTON_BURNS_FLD
84039 | UT_VERNAL
84040 | UT_OGDEN_HILL_AFB
84042 | UT_PROVO_MUNI_AWOS
84044 | UT_SALT_LAKE_CITY_INT'L_A
84046 | WY_ROCK_SPRINGS_ARPT_[GRE
84047 | UT_SALT_LAKE_CITY_INT'L_A
84049 | UT_PROVO_MUNI_AWOS
84050 | UT_OGDEN_HILL_AFB
84051 | UT_VERNAL
84054 | UT_SALT_LAKE_CITY_INT'L_A
84056 | UT_OGDEN_HILL_AFB
84057 | UT_PROVO_MUNI_AWOS
84060 | UT_SALT_LAKE_CITY_INT'L_A
84062 | UT_PROVO_MUNI_AWOS
84063 | UT_VERNAL
84064 | WY_EVANSTON_BURNS_FLD
84065 | UT_SALT_LAKE_CITY_INT'L_A
84066 | UT_VERNAL
84067 | UT_OGDEN_HINKLEY_AIRPORT
84068 | UT_SALT_LAKE_CITY_INT'L_A
84072 | UT_PROVO_MUNI_AWOS
84073 | UT_VERNAL
84074 | UT_SALT_LAKE_CITY_INT'L_A
84075 | UT_OGDEN_HILL_AFB
84076 | UT_VERNAL
84080 | UT_PROVO_MUNI_AWOS
84083 | UT_WENDOVER_USAF_AUXILIAR
84084 | UT_SALT_LAKE_CITY_INT'L_A
84085 | UT_VERNAL
84086 | WY_EVANSTON_BURNS_FLD
84087 | UT_SALT_LAKE_CITY_INT'L_A
84089 | UT_OGDEN_HILL_AFB
84090 | UT_SALT_LAKE_CITY_INT'L_A
84097 | UT_PROVO_MUNI_AWOS
84098 | UT_SALT_LAKE_CITY_INT'L_A
84201 | UT_OGDEN_HINKLEY_AIRPORT
84304 | ID_MALAD_CITY
84307 | UT_OGDEN_HINKLEY_AIRPORT
84308 | ID_MALAD_CITY
84310 | UT_OGDEN_HINKLEY_AIRPORT
84311 | ID_MALAD_CITY
84313 | ID_BURLEY_MUNICIPAL_ARPT
84314 | UT_OGDEN_HINKLEY_AIRPORT
84316 | ID_MALAD_CITY
84317 | UT_OGDEN_HINKLEY_AIRPORT
84318 | ID_MALAD_CITY
84319 | UT_OGDEN_HINKLEY_AIRPORT
84320 | ID_MALAD_CITY
84324 | UT_OGDEN_HINKLEY_AIRPORT
84325 | ID_MALAD_CITY
84326 | UT_OGDEN_HINKLEY_AIRPORT
84327 | ID_MALAD_CITY
84328 | UT_OGDEN_HINKLEY_AIRPORT
84329 | ID_BURLEY_MUNICIPAL_ARPT
84330 | ID_MALAD_CITY
84332 | UT_OGDEN_HINKLEY_AIRPORT
84333 | ID_MALAD_CITY
84338 | UT_OGDEN_HINKLEY_AIRPORT
84341 | ID_MALAD_CITY
84401 | UT_OGDEN_HINKLEY_AIRPORT
84501 | UT_PROVO_MUNI_AWOS
84510 | CO_CORTEZ_MONTEZUMA_CO
84511 | UT_BLANDING
84513 | UT_HANKSVILLE
84515 | UT_MOAB_CANYONLANDS_[UO]
84516 | UT_HANKSVILLE
84520 | UT_VERNAL
84521 | UT_HANKSVILLE
84525 | UT_MOAB_CANYONLANDS_[UO]
84526 | UT_PROVO_MUNI_AWOS
84528 | UT_HANKSVILLE
84529 | UT_PROVO_MUNI_AWOS
84530 | UT_MOAB_CANYONLANDS_[UO]
84531 | UT_BLANDING
84532 | UT_MOAB_CANYONLANDS_[UO]
84533 | UT_BLANDING
84537 | UT_HANKSVILLE
84539 | UT_VERNAL
84540 | UT_MOAB_CANYONLANDS_[UO]
84542 | UT_PROVO_MUNI_AWOS
84620 | UT_DELTA
84623 | UT_PROVO_MUNI_AWOS
84624 | UT_DELTA
84626 | UT_PROVO_MUNI_AWOS
84627 | UT_DELTA
84628 | UT_PROVO_MUNI_AWOS
84630 | UT_DELTA
84632 | UT_PROVO_MUNI_AWOS
84634 | UT_DELTA
84645 | UT_PROVO_MUNI_AWOS
84649 | UT_DELTA
84651 | UT_PROVO_MUNI_AWOS
84652 | UT_DELTA
84653 | UT_PROVO_MUNI_AWOS
84654 | UT_DELTA
84655 | UT_PROVO_MUNI_AWOS
84656 | UT_DELTA
84660 | UT_PROVO_MUNI_AWOS
84665 | UT_DELTA
84667 | UT_PROVO_MUNI_AWOS
84701 | UT_DELTA
84710 | UT_BRYCE_CNYN_FAA_AP
84711 | UT_DELTA
84712 | UT_BRYCE_CNYN_FAA_AP
84714 | UT_CEDAR_CITY_MUNICIPAL_A
84715 | UT_HANKSVILLE
84716 | UT_BRYCE_CNYN_FAA_AP
84719 | UT_CEDAR_CITY_MUNICIPAL_A
84722 | UT_SAINT_GEORGE_AWOS
84723 | UT_BRYCE_CNYN_FAA_AP
84724 | UT_DELTA
84725 | UT_SAINT_GEORGE_AWOS
84726 | UT_BRYCE_CNYN_FAA_AP
84728 | NV_ELY_YELLAND_FIELD
84729 | UT_BRYCE_CNYN_FAA_AP
84730 | UT_DELTA
84731 | UT_CEDAR_CITY_MUNICIPAL_A
84732 | UT_BRYCE_CNYN_FAA_AP
84733 | UT_SAINT_GEORGE_AWOS
84734 | UT_HANKSVILLE
84735 | UT_BRYCE_CNYN_FAA_AP
84737 | UT_SAINT_GEORGE_AWOS
84739 | UT_DELTA
84740 | UT_BRYCE_CNYN_FAA_AP
84742 | UT_CEDAR_CITY_MUNICIPAL_A
84743 | UT_BRYCE_CNYN_FAA_AP
84745 | UT_SAINT_GEORGE_AWOS
84747 | UT_HANKSVILLE
84750 | UT_BRYCE_CNYN_FAA_AP
84751 | UT_CEDAR_CITY_MUNICIPAL_A
84754 | UT_DELTA
84755 | UT_CEDAR_CITY_MUNICIPAL_A
84759 | UT_BRYCE_CNYN_FAA_AP
84760 | UT_CEDAR_CITY_MUNICIPAL_A
84762 | UT_BRYCE_CNYN_FAA_AP
84763 | UT_SAINT_GEORGE_AWOS
84764 | UT_BRYCE_CNYN_FAA_AP
84765 | UT_SAINT_GEORGE_AWOS
84766 | UT_DELTA
84767 | UT_SAINT_GEORGE_AWOS
84772 | UT_CEDAR_CITY_MUNICIPAL_A
84773 | UT_HANKSVILLE
84774 | UT_SAINT_GEORGE_AWOS
84775 | UT_HANKSVILLE
84776 | UT_BRYCE_CNYN_FAA_AP
84779 | UT_SAINT_GEORGE_AWOS
85001 | AZ_PHOENIX_SKY_HARBOR_INT
85021 | AZ_DEER_VALLEY_PHOENIX
85026 | AZ_PHOENIX_SKY_HARBOR_INT
85027 | AZ_DEER_VALLEY_PHOENIX
85028 | AZ_SCOTTSDALE_MUNI
85029 | AZ_DEER_VALLEY_PHOENIX
85030 | AZ_PHOENIX_SKY_HARBOR_INT
85032 | AZ_SCOTTSDALE_MUNI
85033 | AZ_LUKE_AFB
85034 | AZ_PHOENIX_SKY_HARBOR_INT
85035 | AZ_LUKE_AFB
85036 | AZ_PHOENIX_SKY_HARBOR_INT
85037 | AZ_LUKE_AFB
85038 | AZ_PHOENIX_SKY_HARBOR_INT
85039 | AZ_LUKE_AFB
85040 | AZ_PHOENIX_SKY_HARBOR_INT
85051 | AZ_DEER_VALLEY_PHOENIX
85053 | AZ_PHOENIX_SKY_HARBOR_INT
85219 | AZ_SCOTTSDALE_MUNI
85220 | AZ_PHOENIX_SKY_HARBOR_INT
85221 | AZ_CASA_GRANDA_AWOS
85224 | AZ_PHOENIX_SKY_HARBOR_INT
85228 | AZ_CASA_GRANDA_AWOS
85233 | AZ_PHOENIX_SKY_HARBOR_INT
85235 | AZ_CASA_GRANDA_AWOS
85236 | AZ_PHOENIX_SKY_HARBOR_INT
85237 | AZ_CASA_GRANDA_AWOS
85242 | AZ_PHOENIX_SKY_HARBOR_INT
85245 | AZ_CASA_GRANDA_AWOS
85246 | AZ_PHOENIX_SKY_HARBOR_INT
85247 | AZ_CASA_GRANDA_AWOS
85248 | AZ_PHOENIX_SKY_HARBOR_INT
85250 | AZ_SCOTTSDALE_MUNI
85251 | AZ_PHOENIX_SKY_HARBOR_INT
85253 | AZ_SCOTTSDALE_MUNI
85256 | AZ_PHOENIX_SKY_HARBOR_INT
85258 | AZ_SCOTTSDALE_MUNI
85261 | AZ_PHOENIX_SKY_HARBOR_INT
85262 | AZ_SCOTTSDALE_MUNI
85264 | AZ_PHOENIX_SKY_HARBOR_INT
85268 | AZ_SCOTTSDALE_MUNI
85269 | AZ_PHOENIX_SKY_HARBOR_INT
85272 | AZ_CASA_GRANDA_AWOS
85274 | AZ_PHOENIX_SKY_HARBOR_INT
85279 | AZ_CASA_GRANDA_AWOS
85280 | AZ_PHOENIX_SKY_HARBOR_INT
85290 | AZ_SCOTTSDALE_MUNI
85291 | AZ_CASA_GRANDA_AWOS
85292 | AZ_DAVIS_MONTHAN_AFB
85296 | AZ_PHOENIX_SKY_HARBOR_INT
85301 | AZ_LUKE_AFB
85302 | AZ_DEER_VALLEY_PHOENIX
85303 | AZ_LUKE_AFB
85304 | AZ_DEER_VALLEY_PHOENIX
85305 | AZ_LUKE_AFB
85306 | AZ_DEER_VALLEY_PHOENIX
85307 | AZ_LUKE_AFB
85308 | AZ_DEER_VALLEY_PHOENIX
85309 | AZ_LUKE_AFB
85310 | AZ_DEER_VALLEY_PHOENIX
85311 | AZ_LUKE_AFB
85321 | AZ_CASA_GRANDA_AWOS
85322 | AZ_LUKE_AFB
85324 | AZ_DEER_VALLEY_PHOENIX
85325 | CA_BLYTHE_RIVERSIDE_CO_AR
85326 | AZ_LUKE_AFB
85327 | AZ_DEER_VALLEY_PHOENIX
85328 | CA_BLYTHE_RIVERSIDE_CO_AR
85329 | AZ_LUKE_AFB
85331 | AZ_DEER_VALLEY_PHOENIX
85332 | AZ_PRESCOTT_LOVE_FIELD
85333 | AZ_YUMA_INTL_ARPT
85334 | CA_BLYTHE_RIVERSIDE_CO_AR
85335 | AZ_LUKE_AFB
85336 | AZ_YUMA_MCAS
85337 | AZ_LUKE_AFB
85339 | AZ_PHOENIX_SKY_HARBOR_INT
85340 | AZ_LUKE_AFB
85341 | AZ_CASA_GRANDA_AWOS
85342 | AZ_LUKE_AFB
85344 | CA_BLYTHE_RIVERSIDE_CO_AR
85345 | AZ_LUKE_AFB
85346 | CA_BLYTHE_RIVERSIDE_CO_AR
85347 | AZ_YUMA_INTL_ARPT
85348 | CA_BLYTHE_RIVERSIDE_CO_AR
85349 | AZ_YUMA_MCAS
85351 | AZ_LUKE_AFB
85352 | AZ_YUMA_INTL_ARPT
85353 | AZ_LUKE_AFB
85356 | AZ_YUMA_INTL_ARPT
85357 | CA_BLYTHE_RIVERSIDE_CO_AR
85358 | AZ_LUKE_AFB
85359 | CA_BLYTHE_RIVERSIDE_CO_AR
85360 | AZ_KINGMAN_AMOS
85361 | AZ_LUKE_AFB
85362 | AZ_PRESCOTT_LOVE_FIELD
85363 | AZ_LUKE_AFB
85364 | AZ_YUMA_INTL_ARPT
85371 | CA_BLYTHE_RIVERSIDE_CO_AR
85372 | AZ_LUKE_AFB
85377 | AZ_DEER_VALLEY_PHOENIX
85378 | AZ_LUKE_AFB
85382 | AZ_DEER_VALLEY_PHOENIX
85387 | AZ_LUKE_AFB
85501 | AZ_CASA_GRANDA_AWOS
85530 | AZ_SAFFORD_AMOS
85532 | AZ_CASA_GRANDA_AWOS
85533 | AZ_SAFFORD_AMOS
85539 | AZ_CASA_GRANDA_AWOS
85540 | AZ_SAFFORD_AMOS
85541 | AZ_SCOTTSDALE_MUNI
85542 | AZ_SAFFORD_AMOS
85544 | AZ_FLAGSTAFF_PULLIAM_ARPT
85545 | AZ_SCOTTSDALE_MUNI
85546 | AZ_SAFFORD_AMOS
85547 | AZ_SCOTTSDALE_MUNI
85548 | AZ_SAFFORD_AMOS
85553 | AZ_SCOTTSDALE_MUNI
85554 | AZ_SHOW_LOW_MUNICIPAL
85601 | AZ_TUCSON_INTERNATIONAL_A
85602 | AZ_DAVIS_MONTHAN_AFB
85603 | AZ_DOUGLAS_BISBEE_DOUGLAS
85605 | AZ_SAFFORD_AMOS
85606 | AZ_DOUGLAS_BISBEE_DOUGLAS
85609 | AZ_DAVIS_MONTHAN_AFB
85610 | AZ_DOUGLAS_BISBEE_DOUGLAS
85611 | AZ_TUCSON_INTERNATIONAL_A
85613 | AZ_DOUGLAS_BISBEE_DOUGLAS
85614 | AZ_TUCSON_INTERNATIONAL_A
85615 | AZ_DOUGLAS_BISBEE_DOUGLAS
85618 | AZ_DAVIS_MONTHAN_AFB
85620 | AZ_DOUGLAS_BISBEE_DOUGLAS
85622 | AZ_TUCSON_INTERNATIONAL_A
85623 | AZ_DAVIS_MONTHAN_AFB
85624 | AZ_TUCSON_INTERNATIONAL_A
85625 | AZ_DOUGLAS_BISBEE_DOUGLAS
85627 | AZ_DAVIS_MONTHAN_AFB
85628 | AZ_TUCSON_INTERNATIONAL_A
85630 | AZ_DAVIS_MONTHAN_AFB
85632 | AZ_SAFFORD_AMOS
85633 | AZ_TUCSON_INTERNATIONAL_A
85635 | AZ_DOUGLAS_BISBEE_DOUGLAS
85637 | AZ_TUCSON_INTERNATIONAL_A
85638 | AZ_DOUGLAS_BISBEE_DOUGLAS
85639 | AZ_TUCSON_INTERNATIONAL_A
85641 | AZ_DAVIS_MONTHAN_AFB
85643 | AZ_SAFFORD_AMOS
85645 | AZ_TUCSON_INTERNATIONAL_A
85650 | AZ_DOUGLAS_BISBEE_DOUGLAS
85652 | AZ_TUCSON_INTERNATIONAL_A
85655 | AZ_DOUGLAS_BISBEE_DOUGLAS
85662 | AZ_TUCSON_INTERNATIONAL_A
85670 | AZ_DOUGLAS_BISBEE_DOUGLAS
85701 | AZ_TUCSON_INTERNATIONAL_A
85702 | AZ_DAVIS_MONTHAN_AFB
85706 | AZ_TUCSON_INTERNATIONAL_A
85707 | AZ_DAVIS_MONTHAN_AFB
85710 | AZ_TUCSON_INTERNATIONAL_A
85711 | AZ_DAVIS_MONTHAN_AFB
85713 | AZ_TUCSON_INTERNATIONAL_A
85715 | AZ_DAVIS_MONTHAN_AFB
85730 | AZ_TUCSON_INTERNATIONAL_A
85731 | AZ_DAVIS_MONTHAN_AFB
85743 | AZ_TUCSON_INTERNATIONAL_A
85744 | AZ_DAVIS_MONTHAN_AFB
85745 | AZ_TUCSON_INTERNATIONAL_A
85749 | AZ_DAVIS_MONTHAN_AFB
85901 | AZ_SHOW_LOW_MUNICIPAL
85922 | AZ_SAFFORD_AMOS
85923 | AZ_SHOW_LOW_MUNICIPAL
86001 | AZ_FLAGSTAFF_PULLIAM_ARPT
86016 | AZ_GRAND_CANYON_NATL_P
86017 | AZ_FLAGSTAFF_PULLIAM_ARPT
86020 | AZ_GRAND_CANYON_NATL_P
86021 | UT_SAINT_GEORGE_AWOS
86022 | UT_BRYCE_CNYN_FAA_AP
86023 | AZ_GRAND_CANYON_NATL_P
86024 | AZ_FLAGSTAFF_PULLIAM_ARPT
86025 | AZ_WINSLOW_MUNICIPAL_AP
86028 | AZ_SHOW_LOW_MUNICIPAL
86029 | AZ_WINSLOW_MUNICIPAL_AP
86033 | UT_BLANDING
86034 | AZ_WINSLOW_MUNICIPAL_AP
86036 | AZ_PAGE_MUNI_AMOS
86038 | AZ_FLAGSTAFF_PULLIAM_ARPT
86039 | AZ_WINSLOW_MUNICIPAL_AP
86040 | AZ_PAGE_MUNI_AMOS
86042 | AZ_WINSLOW_MUNICIPAL_AP
86044 | AZ_FLAGSTAFF_PULLIAM_ARPT
86045 | AZ_WINSLOW_MUNICIPAL_AP
86046 | AZ_FLAGSTAFF_PULLIAM_ARPT
86047 | AZ_WINSLOW_MUNICIPAL_AP
86052 | AZ_GRAND_CANYON_NATL_P
86053 | AZ_PAGE_MUNI_AMOS
86301 | AZ_PRESCOTT_LOVE_FIELD
86335 | AZ_FLAGSTAFF_PULLIAM_ARPT
86337 | AZ_PRESCOTT_LOVE_FIELD
86339 | AZ_FLAGSTAFF_PULLIAM_ARPT
86343 | AZ_PRESCOTT_LOVE_FIELD
86351 | AZ_FLAGSTAFF_PULLIAM_ARPT
86401 | AZ_KINGMAN_AMOS
86403 | CA_NEEDLES_AIRPORT
86411 | AZ_KINGMAN_AMOS
86426 | CA_NEEDLES_AIRPORT
86431 | AZ_KINGMAN_AMOS
86432 | UT_SAINT_GEORGE_AWOS
86433 | CA_NEEDLES_AIRPORT
86434 | AZ_KINGMAN_AMOS
86435 | AZ_GRAND_CANYON_NATL_P
86436 | CA_NEEDLES_AIRPORT
86437 | AZ_KINGMAN_AMOS
86438 | CA_NEEDLES_AIRPORT
86441 | AZ_KINGMAN_AMOS
86442 | CA_NEEDLES_AIRPORT
86443 | NV_NELLIS_AFB
86444 | AZ_KINGMAN_AMOS
86446 | CA_NEEDLES_AIRPORT
86502 | NM_GALLUP_SEN_CLARKE_FLD
86510 | AZ_WINSLOW_MUNICIPAL_AP
86511 | NM_GALLUP_SEN_CLARKE_FLD
86514 | CO_CORTEZ_MONTEZUMA_CO
86515 | NM_GALLUP_SEN_CLARKE_FLD
86520 | AZ_WINSLOW_MUNICIPAL_AP
86535 | AZ_FLAGSTAFF_PULLIAM_ARPT
86538 | NM_GALLUP_SEN_CLARKE_FLD
86544 | CO_CORTEZ_MONTEZUMA_CO
86545 | NM_GALLUP_SEN_CLARKE_FLD
87001 | NM_ALBUQUERQUE_INTL_ARPT
87005 | NM_GALLUP_SEN_CLARKE_FLD
87006 | NM_ALBUQUERQUE_INTL_ARPT
87009 | NM_SIERRA_BLANCA_RGNL
87010 | NM_SATA_FE_COUNTY_MUNICIP
87011 | NM_SIERRA_BLANCA_RGNL
87012 | NM_SATA_FE_COUNTY_MUNICIP
87014 | NM_ALBUQUERQUE_INTL_ARPT
87017 | NM_SATA_FE_COUNTY_MUNICIP
87018 | NM_FARMINGTON_FOUR_CORNER
87020 | NM_GALLUP_SEN_CLARKE_FLD
87022 | NM_ALBUQUERQUE_INTL_ARPT
87024 | NM_SATA_FE_COUNTY_MUNICIP
87026 | NM_ALBUQUERQUE_INTL_ARPT
87027 | NM_SATA_FE_COUNTY_MUNICIP
87028 | NM_ALBUQUERQUE_INTL_ARPT
87029 | CO_DURANGO_LA_PLATA_CO
87031 | NM_ALBUQUERQUE_INTL_ARPT
87037 | NM_FARMINGTON_FOUR_CORNER
87038 | NM_ALBUQUERQUE_INTL_ARPT
87041 | NM_SATA_FE_COUNTY_MUNICIP
87042 | NM_ALBUQUERQUE_INTL_ARPT
87044 | NM_SATA_FE_COUNTY_MUNICIP
87045 | NM_GALLUP_SEN_CLARKE_FLD
87046 | NM_SATA_FE_COUNTY_MUNICIP
87047 | NM_ALBUQUERQUE_INTL_ARPT
87051 | NM_GALLUP_SEN_CLARKE_FLD
87052 | NM_SATA_FE_COUNTY_MUNICIP
87053 | NM_ALBUQUERQUE_INTL_ARPT
87056 | NM_SATA_FE_COUNTY_MUNICIP
87057 | NM_ALBUQUERQUE_INTL_ARPT
87064 | NM_SATA_FE_COUNTY_MUNICIP
87068 | NM_ALBUQUERQUE_INTL_ARPT
87070 | NM_SATA_FE_COUNTY_MUNICIP
87101 | NM_ALBUQUERQUE_INTL_ARPT
87300 | NM_GALLUP_SEN_CLARKE_FLD
87401 | NM_FARMINGTON_FOUR_CORNER
87419 | CO_DURANGO_LA_PLATA_CO
87420 | NM_FARMINGTON_FOUR_CORNER
87500 | NM_SATA_FE_COUNTY_MUNICIP
87510 | NM_TAOS_MUNI_APTAWOS
87516 | NM_SATA_FE_COUNTY_MUNICIP
87517 | NM_TAOS_MUNI_APTAWOS
87520 | CO_ALAMOSA_SAN_LUIS_VALLE
87521 | NM_TAOS_MUNI_APTAWOS
87522 | NM_SATA_FE_COUNTY_MUNICIP
87524 | CO_ALAMOSA_SAN_LUIS_VALLE
87525 | NM_TAOS_MUNI_APTAWOS
87528 | CO_DURANGO_LA_PLATA_CO
87529 | NM_TAOS_MUNI_APTAWOS
87532 | NM_SATA_FE_COUNTY_MUNICIP
87538 | NM_LAS_VEGAS_MUNICIPAL_AR
87539 | NM_TAOS_MUNI_APTAWOS
87540 | NM_SATA_FE_COUNTY_MUNICIP
87543 | NM_TAOS_MUNI_APTAWOS
87544 | NM_SATA_FE_COUNTY_MUNICIP
87548 | NM_TAOS_MUNI_APTAWOS
87552 | NM_SATA_FE_COUNTY_MUNICIP
87553 | NM_TAOS_MUNI_APTAWOS
87560 | NM_LAS_VEGAS_MUNICIPAL_AR
87562 | NM_SATA_FE_COUNTY_MUNICIP
87564 | NM_TAOS_MUNI_APTAWOS
87565 | NM_LAS_VEGAS_MUNICIPAL_AR
87566 | NM_SATA_FE_COUNTY_MUNICIP
87569 | NM_LAS_VEGAS_MUNICIPAL_AR
87571 | NM_TAOS_MUNI_APTAWOS
87573 | NM_SATA_FE_COUNTY_MUNICIP
87575 | NM_TAOS_MUNI_APTAWOS
87581 | NM_SATA_FE_COUNTY_MUNICIP
87582 | NM_TAOS_MUNI_APTAWOS
87583 | NM_LAS_VEGAS_MUNICIPAL_AR
87592 | NM_SATA_FE_COUNTY_MUNICIP
87701 | NM_LAS_VEGAS_MUNICIPAL_AR
87710 | NM_TAOS_MUNI_APTAWOS
87711 | NM_LAS_VEGAS_MUNICIPAL_AR
87713 | NM_TAOS_MUNI_APTAWOS
87715 | NM_LAS_VEGAS_MUNICIPAL_AR
87718 | NM_TAOS_MUNI_APTAWOS
87723 | NM_LAS_VEGAS_MUNICIPAL_AR
87728 | CO_TRINIDAD_LAS_ANIMAS_CO
87729 | NM_TAOS_MUNI_APTAWOS
87730 | NM_LAS_VEGAS_MUNICIPAL_AR
87733 | NM_TUCUMCARI_FAA_AP
87734 | NM_LAS_VEGAS_MUNICIPAL_AR
87740 | CO_TRINIDAD_LAS_ANIMAS_CO
87742 | NM_LAS_VEGAS_MUNICIPAL_AR
87746 | NM_TUCUMCARI_FAA_AP
87747 | NM_CLAYTON_MUNICIPAL_AIRP
87749 | NM_TAOS_MUNI_APTAWOS
87750 | NM_LAS_VEGAS_MUNICIPAL_AR
87801 | NM_TRUTH_OR_CONSEQUENCES
87823 | NM_ALBUQUERQUE_INTL_ARPT
87824 | AZ_SHOW_LOW_MUNICIPAL
87825 | NM_TRUTH_OR_CONSEQUENCES
87828 | NM_ALBUQUERQUE_INTL_ARPT
87829 | NM_GALLUP_SEN_CLARKE_FLD
87830 | AZ_SHOW_LOW_MUNICIPAL
87831 | NM_ALBUQUERQUE_INTL_ARPT
87832 | NM_TRUTH_OR_CONSEQUENCES
87937 | NM_LAS_CRUCES_INTL
87939 | NM_TRUTH_OR_CONSEQUENCES
87940 | NM_LAS_CRUCES_INTL
87942 | NM_TRUTH_OR_CONSEQUENCES
88001 | NM_LAS_CRUCES_INTL
88009 | NM_DEMING_MUNI
88011 | NM_LAS_CRUCES_INTL
88020 | AZ_DOUGLAS_BISBEE_DOUGLAS
88021 | TX_EL_PASO_INTERNATIONAL
88022 | NM_DEMING_MUNI
88024 | TX_EL_PASO_INTERNATIONAL
88025 | AZ_SAFFORD_AMOS
88026 | NM_DEMING_MUNI
88027 | NM_LAS_CRUCES_INTL
88028 | AZ_SAFFORD_AMOS
88029 | NM_DEMING_MUNI
88032 | NM_LAS_CRUCES_INTL
88034 | NM_DEMING_MUNI
88038 | AZ_SAFFORD_AMOS
88040 | NM_DEMING_MUNI
88042 | NM_TRUTH_OR_CONSEQUENCES
88043 | NM_DEMING_MUNI
88044 | NM_LAS_CRUCES_INTL
88045 | NM_DEMING_MUNI
88046 | NM_LAS_CRUCES_INTL
88049 | NM_DEMING_MUNI
88051 | AZ_SAFFORD_AMOS
88052 | NM_LAS_CRUCES_INTL
88053 | NM_DEMING_MUNI
88054 | NM_LAS_CRUCES_INTL
88055 | AZ_SAFFORD_AMOS
88056 | AZ_DOUGLAS_BISBEE_DOUGLAS
88058 | NM_LAS_CRUCES_INTL
88061 | NM_DEMING_MUNI
88063 | TX_EL_PASO_INTERNATIONAL
88065 | NM_DEMING_MUNI
88072 | NM_LAS_CRUCES_INTL
88101 | NM_CLOVIS_CANNON_AFB
88112 | NM_CLOVIS_MUNI__AWOS
88113 | NM_CLOVIS_CANNON_AFB
88120 | NM_TUCUMCARI_FAA_AP
88121 | NM_CLOVIS_CANNON_AFB
88135 | NM_CLOVIS_MUNI__AWOS
88136 | NM_CLOVIS_CANNON_AFB
88201 | NM_ROSWELL_INDUSTRIAL_AIR
88220 | NM_CARLSBAD_CAVERN_CITY_A
88230 | NM_ROSWELL_INDUSTRIAL_AIR
88231 | TX_WINK_WINKLER_COUNTY_AP
88232 | NM_ROSWELL_INDUSTRIAL_AIR
88240 | TX_WINK_WINKLER_COUNTY_AP
88250 | NM_ROSWELL_INDUSTRIAL_AIR
88252 | TX_WINK_WINKLER_COUNTY_AP
88253 | NM_ROSWELL_INDUSTRIAL_AIR
88254 | NM_CARLSBAD_CAVERN_CITY_A
88262 | NM_ROSWELL_INDUSTRIAL_AIR
88263 | NM_CARLSBAD_CAVERN_CITY_A
88265 | TX_WINK_WINKLER_COUNTY_AP
88267 | NM_ROSWELL_INDUSTRIAL_AIR
88268 | NM_CARLSBAD_CAVERN_CITY_A
88301 | NM_SIERRA_BLANCA_RGNL
88310 | NM_HOLLOMAN_AFB
88312 | NM_SIERRA_BLANCA_RGNL
88314 | NM_HOLLOMAN_AFB
88316 | NM_SIERRA_BLANCA_RGNL
88317 | NM_HOLLOMAN_AFB
88318 | NM_SIERRA_BLANCA_RGNL
88321 | NM_ALBUQUERQUE_INTL_ARPT
88323 | NM_SIERRA_BLANCA_RGNL
88325 | NM_HOLLOMAN_AFB
88336 | NM_SIERRA_BLANCA_RGNL
88337 | NM_HOLLOMAN_AFB
88338 | NM_SIERRA_BLANCA_RGNL
88339 | NM_HOLLOMAN_AFB
88340 | NM_SIERRA_BLANCA_RGNL
88342 | NM_HOLLOMAN_AFB
88343 | NM_SIERRA_BLANCA_RGNL
88344 | NM_HOLLOMAN_AFB
88345 | NM_SIERRA_BLANCA_RGNL
88347 | NM_HOLLOMAN_AFB
88348 | NM_SIERRA_BLANCA_RGNL
88349 | NM_HOLLOMAN_AFB
88351 | NM_SIERRA_BLANCA_RGNL
88352 | NM_HOLLOMAN_AFB
88353 | NM_LAS_VEGAS_MUNICIPAL_AR
88354 | NM_HOLLOMAN_AFB
88355 | NM_SIERRA_BLANCA_RGNL
88401 | NM_TUCUMCARI_FAA_AP
88410 | TX_DALHART_MUNICIPAL_AP
88411 | NM_TUCUMCARI_FAA_AP
88414 | CO_TRINIDAD_LAS_ANIMAS_CO
88415 | NM_CLAYTON_MUNICIPAL_AIRP
88416 | NM_TUCUMCARI_FAA_AP
88418 | NM_CLAYTON_MUNICIPAL_AIRP
88419 | CO_TRINIDAD_LAS_ANIMAS_CO
88421 | NM_LAS_VEGAS_MUNICIPAL_AR
88422 | NM_CLAYTON_MUNICIPAL_AIRP
88426 | NM_TUCUMCARI_FAA_AP
88427 | NM_CLOVIS_CANNON_AFB
88429 | NM_CLAYTON_MUNICIPAL_AIRP
88430 | NM_TUCUMCARI_FAA_AP
88435 | NM_LAS_VEGAS_MUNICIPAL_AR
88436 | NM_CLAYTON_MUNICIPAL_AIRP
88439 | NM_LAS_VEGAS_MUNICIPAL_AR
88441 | NM_TUCUMCARI_FAA_AP
88510 | TX_EL_PASO_INTERNATIONAL
88901 | NV_LAS_VEGAS_MCCARRAN_INT
89001 | NV_MERCURY_DESERT_ROCK_AP
89004 | NV_LAS_VEGAS_MCCARRAN_INT
89007 | UT_SAINT_GEORGE_AWOS
89009 | NV_LAS_VEGAS_MCCARRAN_INT
89010 | CA_BISHOP_AIRPORT
89011 | NV_LAS_VEGAS_MCCARRAN_INT
89013 | NV_TONOPAH_AIRPORT
89014 | NV_LAS_VEGAS_MCCARRAN_INT
89017 | NV_MERCURY_DESERT_ROCK_AP
89019 | NV_LAS_VEGAS_MCCARRAN_INT
89020 | NV_MERCURY_DESERT_ROCK_AP
89021 | NV_NELLIS_AFB
89022 | NV_TONOPAH_AIRPORT
89023 | NV_MERCURY_DESERT_ROCK_AP
89024 | UT_SAINT_GEORGE_AWOS
89025 | NV_NELLIS_AFB
89026 | NV_LAS_VEGAS_MCCARRAN_INT
89027 | UT_SAINT_GEORGE_AWOS
89028 | CA_NEEDLES_AIRPORT
89030 | NV_NELLIS_AFB
89039 | NV_LAS_VEGAS_MCCARRAN_INT
89040 | NV_NELLIS_AFB
89041 | NV_MERCURY_DESERT_ROCK_AP
89042 | UT_SAINT_GEORGE_AWOS
89045 | NV_TONOPAH_AIRPORT
89046 | NV_LAS_VEGAS_MCCARRAN_INT
89047 | NV_TONOPAH_AIRPORT
89048 | NV_MERCURY_DESERT_ROCK_AP
89049 | NV_TONOPAH_AIRPORT
89053 | NV_NELLIS_AFB
89070 | NV_MERCURY_DESERT_ROCK_AP
89101 | NV_LAS_VEGAS_MCCARRAN_INT
89110 | NV_NELLIS_AFB
89111 | NV_LAS_VEGAS_MCCARRAN_INT
89115 | NV_NELLIS_AFB
89116 | NV_LAS_VEGAS_MCCARRAN_INT
89124 | NV_MERCURY_DESERT_ROCK_AP
89125 | NV_LAS_VEGAS_MCCARRAN_INT
89129 | NV_NELLIS_AFB
89132 | NV_LAS_VEGAS_MCCARRAN_INT
89135 | NV_NELLIS_AFB
89137 | NV_LAS_VEGAS_MCCARRAN_INT
89191 | NV_NELLIS_AFB
89193 | NV_LAS_VEGAS_MCCARRAN_INT
89301 | NV_ELY_YELLAND_FIELD
89310 | NV_FALLON_NAAS
89311 | NV_ELY_YELLAND_FIELD
89402 | CA_TRUCKEE_TAHOE
89403 | NV_RENO_TAHOE_INTERNATION
89404 | NV_WINNEMUCCA_MUNICIPAL_A
89405 | NV_LOVELOCK_DERBY_FIELD
89406 | NV_FALLON_NAAS
89408 | NV_RENO_TAHOE_INTERNATION
89409 | NV_FALLON_NAAS
89410 | CA_SOUTH_LAKE_TAHOE
89412 | NV_LOVELOCK_DERBY_FIELD
89413 | CA_SOUTH_LAKE_TAHOE
89414 | NV_WINNEMUCCA_MUNICIPAL_A
89415 | NV_FALLON_NAAS
89418 | NV_WINNEMUCCA_MUNICIPAL_A
89419 | NV_LOVELOCK_DERBY_FIELD
89420 | NV_TONOPAH_AIRPORT
89421 | NV_WINNEMUCCA_MUNICIPAL_A
89422 | NV_TONOPAH_AIRPORT
89423 | CA_SOUTH_LAKE_TAHOE
89424 | NV_RENO_TAHOE_INTERNATION
89425 | NV_WINNEMUCCA_MUNICIPAL_A
89427 | NV_FALLON_NAAS
89428 | NV_RENO_TAHOE_INTERNATION
89430 | CA_SOUTH_LAKE_TAHOE
89431 | NV_RENO_TAHOE_INTERNATION
89438 | NV_WINNEMUCCA_MUNICIPAL_A
89439 | NV_RENO_TAHOE_INTERNATION
89444 | CA_SOUTH_LAKE_TAHOE
89445 | NV_WINNEMUCCA_MUNICIPAL_A
89447 | NV_FALLON_NAAS
89448 | CA_SOUTH_LAKE_TAHOE
89450 | CA_TRUCKEE_TAHOE
89496 | NV_FALLON_NAAS
89501 | NV_RENO_TAHOE_INTERNATION
89701 | CA_SOUTH_LAKE_TAHOE
89702 | NV_RENO_TAHOE_INTERNATION
89703 | CA_TRUCKEE_TAHOE
89704 | NV_RENO_TAHOE_INTERNATION
89705 | CA_SOUTH_LAKE_TAHOE
89706 | NV_RENO_TAHOE_INTERNATION
89801 | NV_ELKO_MUNICIPAL_ARPT
89820 | NV_WINNEMUCCA_MUNICIPAL_A
89821 | NV_ELKO_MUNICIPAL_ARPT
89825 | ID_JOSLIN_FLD_MAGIC_VA_[T
89828 | NV_ELKO_MUNICIPAL_ARPT
89830 | UT_WENDOVER_USAF_AUXILIAR
89831 | NV_ELKO_MUNICIPAL_ARPT
89832 | ID_MOUNTAIN_HOME_AFB
89833 | NV_ELKO_MUNICIPAL_ARPT
89883 | UT_WENDOVER_USAF_AUXILIAR
90001 | CA_JACK_NORTHROP_FLD_H
90004 | CA_BURBANK_GLENDALE_PASSA
90005 | CA_SANTA_MONICA_MUNI
90007 | CA_JACK_NORTHROP_FLD_H
90008 | CA_LOS_ANGELES_INTL_ARPT
90009 | CA_JACK_NORTHROP_FLD_H
90010 | CA_SANTA_MONICA_MUNI
90011 | CA_JACK_NORTHROP_FLD_H
90016 | CA_SANTA_MONICA_MUNI
90017 | CA_JACK_NORTHROP_FLD_H
90018 | CA_SANTA_MONICA_MUNI
90021 | CA_JACK_NORTHROP_FLD_H
90024 | CA_SANTA_MONICA_MUNI
90026 | CA_BURBANK_GLENDALE_PASSA
90030 | CA_JACK_NORTHROP_FLD_H
90031 | CA_BURBANK_GLENDALE_PASSA
90033 | CA_JACK_NORTHROP_FLD_H
90034 | CA_SANTA_MONICA_MUNI
90037 | CA_JACK_NORTHROP_FLD_H
90038 | CA_BURBANK_GLENDALE_PASSA
90040 | CA_LONG_BEACH_DAUGHERTY_F
90041 | CA_BURBANK_GLENDALE_PASSA
90043 | CA_JACK_NORTHROP_FLD_H
90045 | CA_LOS_ANGELES_INTL_ARPT
90046 | CA_BURBANK_GLENDALE_PASSA
90047 | CA_JACK_NORTHROP_FLD_H
90048 | CA_SANTA_MONICA_MUNI
90050 | CA_JACK_NORTHROP_FLD_H
90056 | CA_LOS_ANGELES_INTL_ARPT
90057 | CA_BURBANK_GLENDALE_PASSA
90058 | CA_JACK_NORTHROP_FLD_H
90064 | CA_SANTA_MONICA_MUNI
90065 | CA_BURBANK_GLENDALE_PASSA
90066 | CA_SANTA_MONICA_MUNI
90068 | CA_BURBANK_GLENDALE_PASSA
90069 | CA_SANTA_MONICA_MUNI
90070 | CA_JACK_NORTHROP_FLD_H
90073 | CA_SANTA_MONICA_MUNI
90074 | CA_JACK_NORTHROP_FLD_H
90077 | CA_SANTA_MONICA_MUNI
90078 | CA_JACK_NORTHROP_FLD_H
90081 | CA_SANTA_MONICA_MUNI
90082 | CA_JACK_NORTHROP_FLD_H
90084 | CA_SANTA_MONICA_MUNI
90086 | CA_JACK_NORTHROP_FLD_H
90091 | CA_LONG_BEACH_DAUGHERTY_F
90093 | CA_JACK_NORTHROP_FLD_H
90094 | CA_BURBANK_GLENDALE_PASSA
90097 | CA_JACK_NORTHROP_FLD_H
90174 | CA_SANTA_MONICA_MUNI
90185 | CA_JACK_NORTHROP_FLD_H
90201 | CA_LONG_BEACH_DAUGHERTY_F
90209 | CA_SANTA_MONICA_MUNI
90220 | CA_LONG_BEACH_DAUGHERTY_F
90222 | CA_JACK_NORTHROP_FLD_H
90223 | CA_LONG_BEACH_DAUGHERTY_F
90230 | CA_SANTA_MONICA_MUNI
90239 | CA_LONG_BEACH_DAUGHERTY_F
90245 | CA_LOS_ANGELES_INTL_ARPT
90247 | CA_JACK_NORTHROP_FLD_H
90254 | CA_LOS_ANGELES_INTL_ARPT
90255 | CA_JACK_NORTHROP_FLD_H
90262 | CA_LONG_BEACH_DAUGHERTY_F
90263 | CA_SANTA_MONICA_MUNI
90266 | CA_LOS_ANGELES_INTL_ARPT
90270 | CA_JACK_NORTHROP_FLD_H
90272 | CA_SANTA_MONICA_MUNI
90274 | CA_JACK_NORTHROP_FLD_H
90280 | CA_LONG_BEACH_DAUGHERTY_F
90290 | CA_VAN_NUYS_AIRPORT
90291 | CA_SANTA_MONICA_MUNI
90293 | CA_LOS_ANGELES_INTL_ARPT
90294 | CA_SANTA_MONICA_MUNI
90296 | CA_LOS_ANGELES_INTL_ARPT
90303 | CA_JACK_NORTHROP_FLD_H
90401 | CA_SANTA_MONICA_MUNI
90501 | CA_JACK_NORTHROP_FLD_H
90601 | CA_FULLERTON_MUNICIPAL
90702 | CA_LONG_BEACH_DAUGHERTY_F
90717 | CA_JACK_NORTHROP_FLD_H
90720 | CA_LONG_BEACH_DAUGHERTY_F
91001 | CA_BURBANK_GLENDALE_PASSA
91006 | CA_FULLERTON_MUNICIPAL
91007 | CA_BURBANK_GLENDALE_PASSA
91009 | CA_FULLERTON_MUNICIPAL
91011 | CA_BURBANK_GLENDALE_PASSA
91016 | CA_FULLERTON_MUNICIPAL
91020 | CA_BURBANK_GLENDALE_PASSA
91301 | CA_VAN_NUYS_AIRPORT
91310 | CA_SANDBERG
91311 | CA_VAN_NUYS_AIRPORT
91319 | CA_CAMARILLO_AWOS
91321 | CA_VAN_NUYS_AIRPORT
91334 | CA_BURBANK_GLENDALE_PASSA
91335 | CA_VAN_NUYS_AIRPORT
91352 | CA_BURBANK_GLENDALE_PASSA
91354 | CA_VAN_NUYS_AIRPORT
91358 | CA_CAMARILLO_AWOS
91364 | CA_VAN_NUYS_AIRPORT
91386 | CA_LANCASTER_GEN_WM_FOX_F
91388 | CA_VAN_NUYS_AIRPORT
91393 | CA_BURBANK_GLENDALE_PASSA
91394 | CA_VAN_NUYS_AIRPORT
91501 | CA_BURBANK_GLENDALE_PASSA
91701 | CA_CHINO_AIRPORT
91702 | CA_FULLERTON_MUNICIPAL
91708 | CA_CHINO_AIRPORT
91714 | CA_BURBANK_GLENDALE_PASSA
91718 | CA_CHINO_AIRPORT
91719 | CA_RIVERSIDE_MUNI
91720 | CA_CHINO_AIRPORT
91722 | CA_FULLERTON_MUNICIPAL
91724 | CA_CHINO_AIRPORT
91731 | CA_FULLERTON_MUNICIPAL
91737 | CA_CHINO_AIRPORT
91744 | CA_FULLERTON_MUNICIPAL
91750 | CA_CHINO_AIRPORT
91752 | CA_RIVERSIDE_MUNI
91754 | CA_JACK_NORTHROP_FLD_H
91755 | CA_FULLERTON_MUNICIPAL
91758 | CA_CHINO_AIRPORT
91770 | CA_FULLERTON_MUNICIPAL
91773 | CA_CHINO_AIRPORT
91775 | CA_BURBANK_GLENDALE_PASSA
91780 | CA_FULLERTON_MUNICIPAL
91784 | CA_CHINO_AIRPORT
91788 | CA_FULLERTON_MUNICIPAL
91798 | CA_CHINO_AIRPORT
91801 | CA_BURBANK_GLENDALE_PASSA
91901 | CA_CHULA_VISTA_BROWN_FIEL
91903 | CA_SAN_DIEGO_MONTGOMER
91905 | CA_CHULA_VISTA_BROWN_FIEL
91934 | CA_IMPERIAL
91935 | CA_CHULA_VISTA_BROWN_FIEL
91941 | CA_SAN_DIEGO_MONTGOMER
91945 | CA_SAN_DIEGO_LINDBERGH_FI
91946 | CA_SAN_DIEGO_MONTGOMER
91947 | CA_SAN_DIEGO_LINDBERGH_FI
91948 | CA_CHULA_VISTA_BROWN_FIEL
91950 | CA_SAN_DIEGO_LINDBERGH_FI
91962 | CA_CHULA_VISTA_BROWN_FIEL
91976 | CA_SAN_DIEGO_MONTGOMER
91977 | CA_CHULA_VISTA_BROWN_FIEL
91979 | CA_SAN_DIEGO_MONTGOMER
91980 | CA_CHULA_VISTA_BROWN_FIEL
92003 | CA_CAMP_PENDLETON_MCAS
92004 | CA_PALM_SPRINGS_THERMAL_A
92007 | CA_CARLSBAD_PALOMAR
92014 | CA_SAN_DIEGO_MIRAMAR_NAS
92018 | CA_CARLSBAD_PALOMAR
92019 | CA_SAN_DIEGO_MONTGOMER
92023 | CA_CARLSBAD_PALOMAR
92028 | CA_CAMP_PENDLETON_MCAS
92029 | CA_CARLSBAD_PALOMAR
92036 | CA_SAN_DIEGO_MIRAMAR_NAS
92037 | CA_SAN_DIEGO_MONTGOMER
92038 | CA_SAN_DIEGO_MIRAMAR_NAS
92046 | CA_CARLSBAD_PALOMAR
92055 | CA_CAMP_PENDLETON_MCAS
92056 | CA_CARLSBAD_PALOMAR
92057 | CA_CAMP_PENDLETON_MCAS
92058 | CA_CARLSBAD_PALOMAR
92059 | CA_CAMP_PENDLETON_MCAS
92060 | CA_CARLSBAD_PALOMAR
92061 | CA_CAMP_PENDLETON_MCAS
92064 | CA_SAN_DIEGO_MIRAMAR_NAS
92066 | CA_PALM_SPRINGS_THERMAL_A
92067 | CA_CARLSBAD_PALOMAR
92068 | CA_CAMP_PENDLETON_MCAS
92069 | CA_CARLSBAD_PALOMAR
92070 | CA_SAN_DIEGO_MIRAMAR_NAS
92072 | CA_SAN_DIEGO_MONTGOMER
92074 | CA_SAN_DIEGO_MIRAMAR_NAS
92075 | CA_CARLSBAD_PALOMAR
92086 | CA_PALM_SPRINGS_THERMAL_A
92088 | CA_CAMP_PENDLETON_MCAS
92090 | CA_SAN_DIEGO_MONTGOMER
92091 | CA_CARLSBAD_PALOMAR
92092 | CA_SAN_DIEGO_MIRAMAR_NAS
92093 | CA_SAN_DIEGO_MONTGOMER
92096 | CA_CARLSBAD_PALOMAR
92101 | CA_SAN_DIEGO_LINDBERGH_FI
92106 | CA_SAN_DIEGO_NORTH_ISLAND
92108 | CA_SAN_DIEGO_MONTGOMER
92109 | CA_SAN_DIEGO_LINDBERGH_FI
92111 | CA_SAN_DIEGO_MONTGOMER
92112 | CA_SAN_DIEGO_LINDBERGH_FI
92115 | CA_SAN_DIEGO_MONTGOMER
92116 | CA_SAN_DIEGO_LINDBERGH_FI
92117 | CA_SAN_DIEGO_MONTGOMER
92118 | CA_SAN_DIEGO_NORTH_ISLAND
92119 | CA_SAN_DIEGO_MONTGOMER
92121 | CA_SAN_DIEGO_MIRAMAR_NAS
92123 | CA_SAN_DIEGO_MONTGOMER
92126 | CA_SAN_DIEGO_MIRAMAR_NAS
92132 | CA_SAN_DIEGO_LINDBERGH_FI
92135 | CA_SAN_DIEGO_NORTH_ISLAND
92136 | CA_SAN_DIEGO_LINDBERGH_FI
92139 | CA_CHULA_VISTA_BROWN_FIEL
92140 | CA_SAN_DIEGO_LINDBERGH_FI
92145 | CA_SAN_DIEGO_MONTGOMER
92147 | CA_SAN_DIEGO_LINDBERGH_FI
92152 | CA_SAN_DIEGO_NORTH_ISLAND
92153 | CA_CHULA_VISTA_BROWN_FIEL
92155 | CA_SAN_DIEGO_NORTH_ISLAND
92158 | CA_SAN_DIEGO_LINDBERGH_FI
92173 | CA_CHULA_VISTA_BROWN_FIEL
92174 | CA_SAN_DIEGO_LINDBERGH_FI
92178 | CA_SAN_DIEGO_NORTH_ISLAND
92179 | CA_SAN_DIEGO_LINDBERGH_FI
92182 | CA_SAN_DIEGO_NORTH_ISLAND
92184 | CA_SAN_DIEGO_LINDBERGH_FI
92201 | CA_PALM_SPRINGS_THERMAL_A
92211 | CA_PALM_SPRINGS_INTL
92220 | CA_MARCH_AFB
92222 | AZ_YUMA_INTL_ARPT
92223 | CA_MARCH_AFB
92225 | CA_BLYTHE_RIVERSIDE_CO_AR
92227 | CA_IMPERIAL
92230 | CA_PALM_SPRINGS_INTL
92231 | CA_IMPERIAL
92234 | CA_PALM_SPRINGS_INTL
92236 | CA_PALM_SPRINGS_THERMAL_A
92239 | CA_BLYTHE_RIVERSIDE_CO_AR
92240 | CA_PALM_SPRINGS_INTL
92242 | CA_BLYTHE_RIVERSIDE_CO_AR
92243 | CA_IMPERIAL
92252 | CA_TWENTYNINE_PALMS
92253 | CA_PALM_SPRINGS_THERMAL_A
92255 | CA_PALM_SPRINGS_INTL
92257 | CA_IMPERIAL
92258 | CA_PALM_SPRINGS_INTL
92259 | CA_IMPERIAL
92260 | CA_PALM_SPRINGS_INTL
92266 | CA_BLYTHE_RIVERSIDE_CO_AR
92267 | CA_NEEDLES_AIRPORT
92268 | CA_TWENTYNINE_PALMS
92270 | CA_PALM_SPRINGS_INTL
92273 | CA_IMPERIAL
92274 | CA_PALM_SPRINGS_INTL
92277 | CA_TWENTYNINE_PALMS
92280 | CA_BLYTHE_RIVERSIDE_CO_AR
92281 | CA_IMPERIAL
92282 | CA_PALM_SPRINGS_INTL
92283 | AZ_YUMA_INTL_ARPT
92284 | CA_TWENTYNINE_PALMS
92286 | CA_PALM_SPRINGS_INTL
92301 | CA_DAGGETT_BARSTOW_DAGGET
92304 | CA_TWENTYNINE_PALMS
92305 | CA_MARCH_AFB
92307 | CA_DAGGETT_BARSTOW_DAGGET
92313 | CA_RIVERSIDE_MUNI
92314 | CA_MARCH_AFB
92316 | CA_RIVERSIDE_MUNI
92317 | CA_MARCH_AFB
92322 | CA_RIVERSIDE_MUNI
92323 | CA_NEEDLES_AIRPORT
92324 | CA_RIVERSIDE_MUNI
92326 | CA_MARCH_AFB
92327 | CA_DAGGETT_BARSTOW_DAGGET
92328 | NV_MERCURY_DESERT_ROCK_AP
92329 | CA_CHINO_AIRPORT
92332 | CA_NEEDLES_AIRPORT
92333 | CA_MARCH_AFB
92334 | CA_RIVERSIDE_MUNI
92338 | CA_TWENTYNINE_PALMS
92339 | CA_MARCH_AFB
92340 | CA_RIVERSIDE_MUNI
92341 | CA_MARCH_AFB
92342 | CA_DAGGETT_BARSTOW_DAGGET
92345 | CA_RIVERSIDE_MUNI
92346 | CA_MARCH_AFB
92347 | CA_DAGGETT_BARSTOW_DAGGET
92350 | CA_MARCH_AFB
92356 | CA_DAGGETT_BARSTOW_DAGGET
92357 | CA_MARCH_AFB
92358 | CA_RIVERSIDE_MUNI
92359 | CA_MARCH_AFB
92363 | CA_NEEDLES_AIRPORT
92364 | CA_DAGGETT_BARSTOW_DAGGET
92366 | NV_LAS_VEGAS_MCCARRAN_INT
92368 | CA_DAGGETT_BARSTOW_DAGGET
92369 | CA_MARCH_AFB
92371 | CA_RIVERSIDE_MUNI
92373 | CA_MARCH_AFB
92376 | CA_RIVERSIDE_MUNI
92378 | CA_MARCH_AFB
92384 | NV_MERCURY_DESERT_ROCK_AP
92385 | CA_MARCH_AFB
92389 | NV_MERCURY_DESERT_ROCK_AP
92391 | CA_MARCH_AFB
92392 | CA_DAGGETT_BARSTOW_DAGGET
92397 | CA_RIVERSIDE_MUNI
92398 | CA_DAGGETT_BARSTOW_DAGGET
92399 | CA_MARCH_AFB
92401 | CA_RIVERSIDE_MUNI
92404 | CA_MARCH_AFB
92405 | CA_RIVERSIDE_MUNI
92408 | CA_MARCH_AFB
92410 | CA_RIVERSIDE_MUNI
92508 | CA_MARCH_AFB
92509 | CA_RIVERSIDE_MUNI
92518 | CA_MARCH_AFB
92519 | CA_RIVERSIDE_MUNI
92530 | CA_MARCH_AFB
92536 | CA_PALM_SPRINGS_INTL
92543 | CA_MARCH_AFB
92549 | CA_PALM_SPRINGS_INTL
92551 | CA_MARCH_AFB
92561 | CA_PALM_SPRINGS_INTL
92562 | CA_MARCH_AFB
92564 | CA_CAMP_PENDLETON_MCAS
92567 | CA_MARCH_AFB
92583 | CA_PALM_SPRINGS_INTL
92584 | CA_MARCH_AFB
92589 | CA_CAMP_PENDLETON_MCAS
92596 | CA_MARCH_AFB
92602 | CA_SANTA_ANA_JOHN_WAYNE_A
92672 | CA_CAMP_PENDLETON_MCAS
92675 | CA_SANTA_ANA_JOHN_WAYNE_A
92683 | CA_FULLERTON_MUNICIPAL
92688 | CA_SANTA_ANA_JOHN_WAYNE_A
92801 | CA_FULLERTON_MUNICIPAL
92808 | CA_CHINO_AIRPORT
92811 | CA_FULLERTON_MUNICIPAL
92843 | CA_SANTA_ANA_JOHN_WAYNE_A
92844 | CA_FULLERTON_MUNICIPAL
92856 | CA_SANTA_ANA_JOHN_WAYNE_A
92865 | CA_FULLERTON_MUNICIPAL
92866 | CA_SANTA_ANA_JOHN_WAYNE_A
92870 | CA_FULLERTON_MUNICIPAL
93001 | CA_OXNARD_AIRPORT
93010 | CA_CAMARILLO_AWOS
93013 | CA_SANTA_BARBARA_MUNICIPA
93015 | CA_CAMARILLO_AWOS
93022 | CA_OXNARD_AIRPORT
93040 | CA_CAMARILLO_AWOS
93041 | CA_OXNARD_AIRPORT
93042 | CA_POINT_MUGU_NF
93043 | CA_OXNARD_AIRPORT
93060 | CA_CAMARILLO_AWOS
93063 | CA_VAN_NUYS_AIRPORT
93066 | CA_CAMARILLO_AWOS
93067 | CA_SANTA_BARBARA_MUNICIPA
93093 | CA_VAN_NUYS_AIRPORT
93101 | CA_SANTA_BARBARA_MUNICIPA
93117 | CA_LOMPOC_AWOS
93118 | CA_SANTA_BARBARA_MUNICIPA
93201 | CA_PORTERVILLE_AWOS
93202 | CA_LEMOORE_REEVES_NAS
93203 | CA_BAKERSFIELD_MEADOWS_FI
93204 | CA_LEMOORE_REEVES_NAS
93205 | CA_BAKERSFIELD_MEADOWS_FI
93207 | CA_PORTERVILLE_AWOS
93210 | CA_LEMOORE_REEVES_NAS
93212 | CA_VISALIA_MUNI_AWOS
93215 | CA_BAKERSFIELD_MEADOWS_FI
93216 | CA_PORTERVILLE_AWOS
93220 | CA_BAKERSFIELD_MEADOWS_FI
93221 | CA_VISALIA_MUNI_AWOS
93222 | CA_SANDBERG
93223 | CA_VISALIA_MUNI_AWOS
93224 | CA_BAKERSFIELD_MEADOWS_FI
93225 | CA_SANDBERG
93226 | CA_BAKERSFIELD_MEADOWS_FI
93227 | CA_VISALIA_MUNI_AWOS
93234 | CA_LEMOORE_REEVES_NAS
93235 | CA_VISALIA_MUNI_AWOS
93238 | CA_PORTERVILLE_AWOS
93239 | CA_LEMOORE_REEVES_NAS
93240 | CA_BAKERSFIELD_MEADOWS_FI
93242 | CA_LEMOORE_REEVES_NAS
93243 | CA_SANDBERG
93244 | CA_VISALIA_MUNI_AWOS
93245 | CA_LEMOORE_REEVES_NAS
93247 | CA_PORTERVILLE_AWOS
93249 | CA_BAKERSFIELD_MEADOWS_FI
93254 | CA_SANTA_BARBARA_MUNICIPA
93255 | CA_CHINA_LAKE_NAF
93256 | CA_PORTERVILLE_AWOS
93262 | CA_VISALIA_MUNI_AWOS
93263 | CA_BAKERSFIELD_MEADOWS_FI
93265 | CA_PORTERVILLE_AWOS
93266 | CA_LEMOORE_REEVES_NAS
93267 | CA_PORTERVILLE_AWOS
93268 | CA_BAKERSFIELD_MEADOWS_FI
93270 | CA_PORTERVILLE_AWOS
93274 | CA_VISALIA_MUNI_AWOS
93276 | CA_BAKERSFIELD_MEADOWS_FI
93277 | CA_VISALIA_MUNI_AWOS
93280 | CA_BAKERSFIELD_MEADOWS_FI
93282 | CA_VISALIA_MUNI_AWOS
93283 | CA_CHINA_LAKE_NAF
93285 | CA_BAKERSFIELD_MEADOWS_FI
93286 | CA_VISALIA_MUNI_AWOS
93287 | CA_BAKERSFIELD_MEADOWS_FI
93291 | CA_VISALIA_MUNI_AWOS
93301 | CA_BAKERSFIELD_MEADOWS_FI
93401 | CA_SAN_LUIS_CO_RGNL
93422 | CA_PASO_ROBLES_MUNICIPAL
93424 | CA_SAN_LUIS_CO_RGNL
93426 | CA_PASO_ROBLES_MUNICIPAL
93427 | CA_LOMPOC_AWOS
93428 | CA_PASO_ROBLES_MUNICIPAL
93429 | CA_SANTA_MARIA_PUBLIC_ARP
93430 | CA_SAN_LUIS_CO_RGNL
93432 | CA_PASO_ROBLES_MUNICIPAL
93433 | CA_SAN_LUIS_CO_RGNL
93434 | CA_SANTA_MARIA_PUBLIC_ARP
93435 | CA_PASO_ROBLES_MUNICIPAL
93436 | CA_LOMPOC_AWOS
93442 | CA_SAN_LUIS_CO_RGNL
93444 | CA_SANTA_MARIA_PUBLIC_ARP
93445 | CA_SAN_LUIS_CO_RGNL
93446 | CA_PASO_ROBLES_MUNICIPAL
93448 | CA_SAN_LUIS_CO_RGNL
93450 | CA_PASO_ROBLES_MUNICIPAL
93453 | CA_SAN_LUIS_CO_RGNL
93454 | CA_SANTA_MARIA_PUBLIC_ARP
93460 | CA_SANTA_BARBARA_MUNICIPA
93461 | CA_PASO_ROBLES_MUNICIPAL
93463 | CA_LOMPOC_AWOS
93465 | CA_PASO_ROBLES_MUNICIPAL
93483 | CA_SAN_LUIS_CO_RGNL
93501 | CA_EDWARDS_AFB
93510 | CA_PALMDALE_AIRPORT
93512 | CA_BISHOP_AIRPORT
93516 | CA_EDWARDS_AFB
93517 | CA_SOUTH_LAKE_TAHOE
93518 | CA_BAKERSFIELD_MEADOWS_FI
93519 | CA_EDWARDS_AFB
93522 | CA_CHINA_LAKE_NAF
93523 | CA_EDWARDS_AFB
93526 | CA_BISHOP_AIRPORT
93527 | CA_CHINA_LAKE_NAF
93529 | CA_BISHOP_AIRPORT
93530 | CA_CHINA_LAKE_NAF
93531 | CA_BAKERSFIELD_MEADOWS_FI
93532 | CA_LANCASTER_GEN_WM_FOX_F
93535 | CA_EDWARDS_AFB
93536 | CA_LANCASTER_GEN_WM_FOX_F
93541 | CA_BISHOP_AIRPORT
93542 | CA_CHINA_LAKE_NAF
93543 | CA_PALMDALE_AIRPORT
93545 | CA_BISHOP_AIRPORT
93549 | CA_CHINA_LAKE_NAF
93550 | CA_PALMDALE_AIRPORT
93554 | CA_CHINA_LAKE_NAF
93560 | CA_LANCASTER_GEN_WM_FOX_F
93561 | CA_SANDBERG
93562 | CA_CHINA_LAKE_NAF
93563 | CA_PALMDALE_AIRPORT
93581 | CA_SANDBERG
93584 | CA_LANCASTER_GEN_WM_FOX_F
93590 | CA_PALMDALE_AIRPORT
93592 | CA_CHINA_LAKE_NAF
93596 | CA_EDWARDS_AFB
93599 | CA_PALMDALE_AIRPORT
93601 | CA_FRESNO_YOSEMITE_INTL_A
93603 | CA_VISALIA_MUNI_AWOS
93604 | CA_FRESNO_YOSEMITE_INTL_A
93607 | CA_LEMOORE_REEVES_NAS
93610 | CA_MERCED_MACREADY_FLD
93611 | CA_FRESNO_YOSEMITE_INTL_A
93615 | CA_VISALIA_MUNI_AWOS
93616 | CA_FRESNO_YOSEMITE_INTL_A
93618 | CA_VISALIA_MUNI_AWOS
93620 | CA_MERCED_MACREADY_FLD
93621 | CA_VISALIA_MUNI_AWOS
93622 | CA_MERCED_MACREADY_FLD
93623 | CA_FRESNO_YOSEMITE_INTL_A
93624 | CA_LEMOORE_REEVES_NAS
93625 | CA_FRESNO_YOSEMITE_INTL_A
93627 | CA_LEMOORE_REEVES_NAS
93628 | CA_VISALIA_MUNI_AWOS
93629 | CA_FRESNO_YOSEMITE_INTL_A
93631 | CA_VISALIA_MUNI_AWOS
93634 | CA_FRESNO_YOSEMITE_INTL_A
93635 | CA_MERCED_MACREADY_FLD
93637 | CA_FRESNO_YOSEMITE_INTL_A
93640 | CA_LEMOORE_REEVES_NAS
93641 | CA_VISALIA_MUNI_AWOS
93642 | CA_BISHOP_AIRPORT
93643 | CA_FRESNO_YOSEMITE_INTL_A
93646 | CA_VISALIA_MUNI_AWOS
93648 | CA_FRESNO_YOSEMITE_INTL_A
93656 | CA_LEMOORE_REEVES_NAS
93657 | CA_FRESNO_YOSEMITE_INTL_A
93660 | CA_LEMOORE_REEVES_NAS
93661 | CA_MERCED_MACREADY_FLD
93662 | CA_FRESNO_YOSEMITE_INTL_A
93665 | CA_MERCED_MACREADY_FLD
93666 | CA_VISALIA_MUNI_AWOS
93667 | CA_FRESNO_YOSEMITE_INTL_A
93668 | CA_LEMOORE_REEVES_NAS
93669 | CA_FRESNO_YOSEMITE_INTL_A
93670 | CA_VISALIA_MUNI_AWOS
93701 | CA_FRESNO_YOSEMITE_INTL_A
93901 | CA_SALINAS_MUNICIPAL_AP
93920 | CA_MONTEREY_NAF
93925 | CA_SALINAS_MUNICIPAL_AP
93928 | CA_PASO_ROBLES_MUNICIPAL
93930 | CA_SALINAS_MUNICIPAL_AP
93932 | CA_PASO_ROBLES_MUNICIPAL
93933 | CA_MONTEREY_NAF
93954 | CA_PASO_ROBLES_MUNICIPAL
93955 | CA_MONTEREY_NAF
93960 | CA_SALINAS_MUNICIPAL_AP
94002 | CA_SAN_FRANCISCO_INTL_AP
94020 | CA_MOUNTAIN_VIEW_MOFFETT
94030 | CA_SAN_FRANCISCO_INTL_AP
94035 | CA_MOUNTAIN_VIEW_MOFFETT
94037 | CA_SAN_FRANCISCO_INTL_AP
94039 | CA_MOUNTAIN_VIEW_MOFFETT
94044 | CA_SAN_FRANCISCO_INTL_AP
94059 | CA_MOUNTAIN_VIEW_MOFFETT
94065 | CA_SAN_FRANCISCO_INTL_AP
94074 | CA_MOUNTAIN_VIEW_MOFFETT
94080 | CA_SAN_FRANCISCO_INTL_AP
94086 | CA_MOUNTAIN_VIEW_MOFFETT
94096 | CA_SAN_FRANCISCO_INTL_AP
94104 | CA_OAKLAND_METROPOLITAN_A
94106 | CA_SAN_FRANCISCO_INTL_AP
94107 | CA_OAKLAND_METROPOLITAN_A
94109 | CA_SAN_FRANCISCO_INTL_AP
94111 | CA_OAKLAND_METROPOLITAN_A
94112 | CA_SAN_FRANCISCO_INTL_AP
94130 | CA_OAKLAND_METROPOLITAN_A
94131 | CA_SAN_FRANCISCO_INTL_AP
94133 | CA_OAKLAND_METROPOLITAN_A
94134 | CA_SAN_FRANCISCO_INTL_AP
94203 | CA_SACRAMENTO_EXECUTIVE_A
94301 | CA_MOUNTAIN_VIEW_MOFFETT
94401 | CA_SAN_FRANCISCO_INTL_AP
94501 | CA_OAKLAND_METROPOLITAN_A
94506 | CA_LIVERMORE_MUNICIPAL
94507 | CA_CONCORD_CONCORD_BUCHAN
94508 | CA_SANTA_ROSA_AWOS
94509 | CA_CONCORD_CONCORD_BUCHAN
94512 | CA_TRAVIS_FIELD_AFB
94513 | CA_LIVERMORE_MUNICIPAL
94515 | CA_SANTA_ROSA_AWOS
94516 | CA_OAKLAND_METROPOLITAN_A
94517 | CA_CONCORD_CONCORD_BUCHAN
94526 | CA_LIVERMORE_MUNICIPAL
94527 | CA_CONCORD_CONCORD_BUCHAN
94528 | CA_LIVERMORE_MUNICIPAL
94529 | CA_CONCORD_CONCORD_BUCHAN
94530 | CA_OAKLAND_METROPOLITAN_A
94531 | CA_CONCORD_CONCORD_BUCHAN
94533 | CA_TRAVIS_FIELD_AFB
94536 | CA_HAYWARD_AIR_TERM
94537 | CA_MOUNTAIN_VIEW_MOFFETT
94539 | CA_SAN_JOSE_INTL_AP
94540 | CA_HAYWARD_AIR_TERM
94547 | CA_CONCORD_CONCORD_BUCHAN
94548 | CA_LIVERMORE_MUNICIPAL
94549 | CA_CONCORD_CONCORD_BUCHAN
94550 | CA_LIVERMORE_MUNICIPAL
94552 | CA_HAYWARD_AIR_TERM
94553 | CA_CONCORD_CONCORD_BUCHAN
94555 | CA_HAYWARD_AIR_TERM
94556 | CA_OAKLAND_METROPOLITAN_A
94557 | CA_HAYWARD_AIR_TERM
94558 | CA_NAPA_CO_AIRPORT
94560 | CA_MOUNTAIN_VIEW_MOFFETT
94561 | CA_CONCORD_CONCORD_BUCHAN
94562 | CA_NAPA_CO_AIRPORT
94563 | CA_CONCORD_CONCORD_BUCHAN
94566 | CA_LIVERMORE_MUNICIPAL
94567 | CA_SANTA_ROSA_AWOS
94568 | CA_LIVERMORE_MUNICIPAL
94569 | CA_CONCORD_CONCORD_BUCHAN
94570 | CA_OAKLAND_METROPOLITAN_A
94571 | CA_TRAVIS_FIELD_AFB
94572 | CA_CONCORD_CONCORD_BUCHAN
94573 | CA_NAPA_CO_AIRPORT
94574 | CA_SANTA_ROSA_AWOS
94575 | CA_OAKLAND_METROPOLITAN_A
94576 | CA_SANTA_ROSA_AWOS
94577 | CA_OAKLAND_METROPOLITAN_A
94578 | CA_HAYWARD_AIR_TERM
94581 | CA_NAPA_CO_AIRPORT
94582 | CA_LIVERMORE_MUNICIPAL
94585 | CA_TRAVIS_FIELD_AFB
94586 | CA_LIVERMORE_MUNICIPAL
94587 | CA_HAYWARD_AIR_TERM
94588 | CA_LIVERMORE_MUNICIPAL
94589 | CA_NAPA_CO_AIRPORT
94595 | CA_CONCORD_CONCORD_BUCHAN
94599 | CA_NAPA_CO_AIRPORT
94601 | CA_OAKLAND_METROPOLITAN_A
94803 | CA_CONCORD_CONCORD_BUCHAN
94804 | CA_OAKLAND_METROPOLITAN_A
94805 | CA_CONCORD_CONCORD_BUCHAN
94807 | CA_OAKLAND_METROPOLITAN_A
94820 | CA_CONCORD_CONCORD_BUCHAN
94850 | CA_OAKLAND_METROPOLITAN_A
94901 | CA_NAPA_CO_AIRPORT
94920 | CA_OAKLAND_METROPOLITAN_A
94922 | CA_SANTA_ROSA_AWOS
94924 | CA_SAN_FRANCISCO_INTL_AP
94925 | CA_OAKLAND_METROPOLITAN_A
94926 | CA_SANTA_ROSA_AWOS
94930 | CA_NAPA_CO_AIRPORT
94931 | CA_SANTA_ROSA_AWOS
94933 | CA_NAPA_CO_AIRPORT
94937 | CA_SANTA_ROSA_AWOS
94938 | CA_NAPA_CO_AIRPORT
94939 | CA_OAKLAND_METROPOLITAN_A
94940 | CA_SANTA_ROSA_AWOS
94941 | CA_SAN_FRANCISCO_INTL_AP
94945 | CA_NAPA_CO_AIRPORT
94951 | CA_SANTA_ROSA_AWOS
94953 | CA_NAPA_CO_AIRPORT
94964 | CA_OAKLAND_METROPOLITAN_A
94965 | CA_SAN_FRANCISCO_INTL_AP
94971 | CA_SANTA_ROSA_AWOS
94973 | CA_NAPA_CO_AIRPORT
94974 | CA_OAKLAND_METROPOLITAN_A
94975 | CA_NAPA_CO_AIRPORT
94976 | CA_OAKLAND_METROPOLITAN_A
94978 | CA_NAPA_CO_AIRPORT
95001 | CA_MONTEREY_NAF
95002 | CA_MOUNTAIN_VIEW_MOFFETT
95003 | CA_MONTEREY_NAF
95004 | CA_SALINAS_MUNICIPAL_AP
95005 | CA_SAN_JOSE_INTL_AP
95006 | CA_MOUNTAIN_VIEW_MOFFETT
95007 | CA_SAN_JOSE_INTL_AP
95010 | CA_MONTEREY_NAF
95011 | CA_SAN_JOSE_INTL_AP
95012 | CA_SALINAS_MUNICIPAL_AP
95013 | CA_SAN_JOSE_INTL_AP
95014 | CA_MOUNTAIN_VIEW_MOFFETT
95018 | CA_SAN_JOSE_INTL_AP
95019 | CA_SALINAS_MUNICIPAL_AP
95026 | CA_SAN_JOSE_INTL_AP
95039 | CA_SALINAS_MUNICIPAL_AP
95041 | CA_SAN_JOSE_INTL_AP
95043 | CA_SALINAS_MUNICIPAL_AP
95044 | CA_SAN_JOSE_INTL_AP
95045 | CA_SALINAS_MUNICIPAL_AP
95046 | CA_SAN_JOSE_INTL_AP
95061 | CA_MONTEREY_NAF
95064 | CA_SAN_JOSE_INTL_AP
95067 | CA_MONTEREY_NAF
95070 | CA_SAN_JOSE_INTL_AP
95075 | CA_SALINAS_MUNICIPAL_AP
95101 | CA_SAN_JOSE_INTL_AP
95201 | CA_STOCKTON_METROPOLITAN
95221 | CA_MODESTO_CITY_COUNTY_AP
95223 | CA_SOUTH_LAKE_TAHOE
95224 | CA_MODESTO_CITY_COUNTY_AP
95225 | CA_STOCKTON_METROPOLITAN
95228 | CA_MODESTO_CITY_COUNTY_AP
95230 | CA_STOCKTON_METROPOLITAN
95233 | CA_MODESTO_CITY_COUNTY_AP
95234 | CA_STOCKTON_METROPOLITAN
95247 | CA_MODESTO_CITY_COUNTY_AP
95248 | CA_SOUTH_LAKE_TAHOE
95249 | CA_STOCKTON_METROPOLITAN
95251 | CA_MODESTO_CITY_COUNTY_AP
95252 | CA_STOCKTON_METROPOLITAN
95255 | CA_SOUTH_LAKE_TAHOE
95258 | CA_STOCKTON_METROPOLITAN
95301 | CA_MERCED_MACREADY_FLD
95304 | CA_STOCKTON_METROPOLITAN
95305 | CA_MERCED_MACREADY_FLD
95307 | CA_MODESTO_CITY_COUNTY_AP
95311 | CA_MERCED_MACREADY_FLD
95313 | CA_MODESTO_CITY_COUNTY_AP
95314 | CA_SOUTH_LAKE_TAHOE
95315 | CA_MODESTO_CITY_COUNTY_AP
95317 | CA_MERCED_MACREADY_FLD
95319 | CA_MODESTO_CITY_COUNTY_AP
95321 | CA_MERCED_MACREADY_FLD
95323 | CA_MODESTO_CITY_COUNTY_AP
95325 | CA_MERCED_MACREADY_FLD
95326 | CA_MODESTO_CITY_COUNTY_AP
95329 | CA_MERCED_MACREADY_FLD
95330 | CA_STOCKTON_METROPOLITAN
95333 | CA_MERCED_MACREADY_FLD
95335 | CA_MODESTO_CITY_COUNTY_AP
95336 | CA_STOCKTON_METROPOLITAN
95338 | CA_MERCED_MACREADY_FLD
95346 | CA_MODESTO_CITY_COUNTY_AP
95348 | CA_MERCED_MACREADY_FLD
95350 | CA_MODESTO_CITY_COUNTY_AP
95364 | CA_SOUTH_LAKE_TAHOE
95365 | CA_MERCED_MACREADY_FLD
95366 | CA_MODESTO_CITY_COUNTY_AP
95369 | CA_MERCED_MACREADY_FLD
95370 | CA_MODESTO_CITY_COUNTY_AP
95375 | CA_SOUTH_LAKE_TAHOE
95376 | CA_STOCKTON_METROPOLITAN
95379 | CA_MODESTO_CITY_COUNTY_AP
95388 | CA_MERCED_MACREADY_FLD
95390 | CA_MODESTO_CITY_COUNTY_AP
95401 | CA_SANTA_ROSA_AWOS
95410 | CA_UKIAH_MUNICIPAL_AP
95416 | CA_NAPA_CO_AIRPORT
95417 | CA_UKIAH_MUNICIPAL_AP
95419 | CA_SANTA_ROSA_AWOS
95420 | CA_UKIAH_MUNICIPAL_AP
95421 | CA_SANTA_ROSA_AWOS
95423 | CA_UKIAH_MUNICIPAL_AP
95425 | CA_SANTA_ROSA_AWOS
95427 | CA_UKIAH_MUNICIPAL_AP
95430 | CA_SANTA_ROSA_AWOS
95431 | CA_NAPA_CO_AIRPORT
95432 | CA_UKIAH_MUNICIPAL_AP
95433 | CA_NAPA_CO_AIRPORT
95435 | CA_UKIAH_MUNICIPAL_AP
95436 | CA_SANTA_ROSA_AWOS
95437 | CA_UKIAH_MUNICIPAL_AP
95439 | CA_SANTA_ROSA_AWOS
95442 | CA_NAPA_CO_AIRPORT
95443 | CA_UKIAH_MUNICIPAL_AP
95444 | CA_SANTA_ROSA_AWOS
95445 | CA_UKIAH_MUNICIPAL_AP
95446 | CA_SANTA_ROSA_AWOS
95449 | CA_UKIAH_MUNICIPAL_AP
95450 | CA_SANTA_ROSA_AWOS
95451 | CA_UKIAH_MUNICIPAL_AP
95452 | CA_SANTA_ROSA_AWOS
95453 | CA_UKIAH_MUNICIPAL_AP
95457 | CA_SANTA_ROSA_AWOS
95458 | CA_UKIAH_MUNICIPAL_AP
95461 | CA_SANTA_ROSA_AWOS
95463 | CA_UKIAH_MUNICIPAL_AP
95465 | CA_SANTA_ROSA_AWOS
95466 | CA_UKIAH_MUNICIPAL_AP
95471 | CA_SANTA_ROSA_AWOS
95476 | CA_NAPA_CO_AIRPORT
95480 | CA_UKIAH_MUNICIPAL_AP
95486 | CA_SANTA_ROSA_AWOS
95487 | CA_NAPA_CO_AIRPORT
95488 | CA_UKIAH_MUNICIPAL_AP
95492 | CA_SANTA_ROSA_AWOS
95493 | CA_UKIAH_MUNICIPAL_AP
95501 | CA_ARCATA_AIRPORT
95531 | CA_CRESCENT_CITY_FAA_AI
95534 | CA_ARCATA_AIRPORT
95538 | CA_CRESCENT_CITY_FAA_AI
95540 | CA_ARCATA_AIRPORT
95543 | CA_CRESCENT_CITY_FAA_AI
95545 | CA_ARCATA_AIRPORT
95548 | CA_CRESCENT_CITY_FAA_AI
95549 | CA_ARCATA_AIRPORT
95567 | CA_CRESCENT_CITY_FAA_AI
95569 | CA_ARCATA_AIRPORT
95585 | CA_UKIAH_MUNICIPAL_AP
95589 | CA_ARCATA_AIRPORT
95601 | CA_SACRAMENTO_EXECUTIVE_A
95602 | CA_BEALE_AFB
95605 | CA_SACRAMENTO_EXECUTIVE_A
95606 | CA_SACRAMENTO_METROPOLITA
95608 | CA_SACRAMENTO_EXECUTIVE_A
95610 | CA_SACRAMENTO_METROPOLITA
95612 | CA_SACRAMENTO_EXECUTIVE_A
95613 | CA_BLUE_CANYON_AP
95614 | CA_BEALE_AFB
95615 | CA_SACRAMENTO_EXECUTIVE_A
95616 | CA_SACRAMENTO_METROPOLITA
95617 | CA_SACRAMENTO_EXECUTIVE_A
95620 | CA_TRAVIS_FIELD_AFB
95621 | CA_SACRAMENTO_METROPOLITA
95623 | CA_SACRAMENTO_EXECUTIVE_A
95625 | CA_TRAVIS_FIELD_AFB
95626 | CA_SACRAMENTO_METROPOLITA
95628 | CA_SACRAMENTO_EXECUTIVE_A
95631 | CA_BLUE_CANYON_AP
95632 | CA_SACRAMENTO_EXECUTIVE_A
95633 | CA_BLUE_CANYON_AP
95636 | CA_SOUTH_LAKE_TAHOE
95637 | CA_SACRAMENTO_METROPOLITA
95638 | CA_SACRAMENTO_EXECUTIVE_A
95641 | CA_TRAVIS_FIELD_AFB
95642 | CA_STOCKTON_METROPOLITAN
95644 | CA_SOUTH_LAKE_TAHOE
95645 | CA_SACRAMENTO_METROPOLITA
95646 | CA_SOUTH_LAKE_TAHOE
95648 | CA_BEALE_AFB
95650 | CA_SACRAMENTO_METROPOLITA
95651 | CA_BLUE_CANYON_AP
95652 | CA_SACRAMENTO_METROPOLITA
95654 | CA_STOCKTON_METROPOLITAN
95655 | CA_MERCED_MACREADY_FLD
95656 | CA_SACRAMENTO_EXECUTIVE_A
95658 | CA_BEALE_AFB
95659 | CA_SACRAMENTO_METROPOLITA
95663 | CA_BEALE_AFB
95665 | CA_SACRAMENTO_EXECUTIVE_A
95666 | CA_SOUTH_LAKE_TAHOE
95667 | CA_BLUE_CANYON_AP
95668 | CA_SACRAMENTO_METROPOLITA
95669 | CA_SACRAMENTO_EXECUTIVE_A
95673 | CA_SACRAMENTO_METROPOLITA
95674 | CA_YUBA_CO
95675 | CA_SACRAMENTO_EXECUTIVE_A
95676 | CA_SACRAMENTO_METROPOLITA
95680 | CA_SACRAMENTO_EXECUTIVE_A
95681 | CA_BEALE_AFB
95682 | CA_SACRAMENTO_EXECUTIVE_A
95684 | CA_SOUTH_LAKE_TAHOE
95685 | CA_SACRAMENTO_EXECUTIVE_A
95687 | CA_TRAVIS_FIELD_AFB
95689 | CA_SOUTH_LAKE_TAHOE
95690 | CA_SACRAMENTO_EXECUTIVE_A
95692 | CA_BEALE_AFB
95693 | CA_SACRAMENTO_EXECUTIVE_A
95694 | CA_TRAVIS_FIELD_AFB
95695 | CA_SACRAMENTO_METROPOLITA
95696 | CA_TRAVIS_FIELD_AFB
95697 | CA_SACRAMENTO_METROPOLITA
95699 | CA_SACRAMENTO_EXECUTIVE_A
95701 | CA_BLUE_CANYON_AP
95709 | CA_SOUTH_LAKE_TAHOE
95712 | CA_BLUE_CANYON_AP
95720 | CA_SOUTH_LAKE_TAHOE
95722 | CA_BEALE_AFB
95724 | CA_TRUCKEE_TAHOE
95726 | CA_SOUTH_LAKE_TAHOE
95728 | CA_TRUCKEE_TAHOE
95735 | CA_SOUTH_LAKE_TAHOE
95736 | CA_BLUE_CANYON_AP
95741 | CA_SACRAMENTO_EXECUTIVE_A
95746 | CA_SACRAMENTO_METROPOLITA
95758 | CA_SACRAMENTO_EXECUTIVE_A
95765 | CA_SACRAMENTO_METROPOLITA
95798 | CA_SACRAMENTO_EXECUTIVE_A
95833 | CA_SACRAMENTO_METROPOLITA
95840 | CA_SACRAMENTO_EXECUTIVE_A
95841 | CA_SACRAMENTO_METROPOLITA
95851 | CA_SACRAMENTO_EXECUTIVE_A
95901 | CA_YUBA_CO
95903 | CA_BEALE_AFB
95910 | CA_BLUE_CANYON_AP
95912 | CA_YUBA_CO
95913 | CA_RED_BLUFF_MUNICIPAL_AR
95914 | CA_BEALE_AFB
95915 | CA_RED_BLUFF_MUNICIPAL_AR
95916 | CA_BEALE_AFB
95917 | CA_YUBA_CO
95918 | CA_BEALE_AFB
95920 | CA_YUBA_CO
95922 | CA_BLUE_CANYON_AP
95923 | CA_RED_BLUFF_MUNICIPAL_AR
95924 | CA_BLUE_CANYON_AP
95925 | CA_BEALE_AFB
95926 | CA_RED_BLUFF_MUNICIPAL_AR
95930 | CA_BLUE_CANYON_AP
95931 | CA_YUBA_CO
95934 | CA_BLUE_CANYON_AP
95935 | CA_BEALE_AFB
95936 | CA_BLUE_CANYON_AP
95937 | CA_SACRAMENTO_METROPOLITA
95938 | CA_YUBA_CO
95939 | CA_RED_BLUFF_MUNICIPAL_AR
95940 | CA_BEALE_AFB
95942 | CA_RED_BLUFF_MUNICIPAL_AR
95944 | CA_BLUE_CANYON_AP
95946 | CA_BEALE_AFB
95947 | CA_RED_BLUFF_MUNICIPAL_AR
95948 | CA_YUBA_CO
95949 | CA_BEALE_AFB
95950 | CA_YUBA_CO
95951 | CA_RED_BLUFF_MUNICIPAL_AR
95953 | CA_YUBA_CO
95954 | CA_RED_BLUFF_MUNICIPAL_AR
95955 | CA_YUBA_CO
95956 | CA_BLUE_CANYON_AP
95957 | CA_YUBA_CO
95959 | CA_BLUE_CANYON_AP
95960 | CA_BEALE_AFB
95961 | CA_YUBA_CO
95962 | CA_BEALE_AFB
95963 | CA_RED_BLUFF_MUNICIPAL_AR
95965 | CA_BEALE_AFB
95967 | CA_RED_BLUFF_MUNICIPAL_AR
95968 | CA_BEALE_AFB
95969 | CA_RED_BLUFF_MUNICIPAL_AR
95970 | CA_YUBA_CO
95971 | CA_BLUE_CANYON_AP
95972 | CA_BEALE_AFB
95973 | CA_RED_BLUFF_MUNICIPAL_AR
95974 | CA_YUBA_CO
95975 | CA_BEALE_AFB
95976 | CA_RED_BLUFF_MUNICIPAL_AR
95977 | CA_BEALE_AFB
95978 | CA_RED_BLUFF_MUNICIPAL_AR
95979 | CA_UKIAH_MUNICIPAL_AP
95980 | CA_RED_BLUFF_MUNICIPAL_AR
95981 | CA_BLUE_CANYON_AP
95982 | CA_YUBA_CO
95983 | CA_BLUE_CANYON_AP
95987 | CA_UKIAH_MUNICIPAL_AP
95988 | CA_RED_BLUFF_MUNICIPAL_AR
95991 | CA_YUBA_CO
96001 | CA_REDDING_MUNICIPAL_ARPT
96006 | CA_ALTURAS
96007 | CA_REDDING_MUNICIPAL_ARPT
96009 | CA_ALTURAS
96010 | CA_ARCATA_AIRPORT
96011 | CA_REDDING_MUNICIPAL_ARPT
96014 | CA_MONTAGUE_SISKIYOU_COUN
96015 | CA_ALTURAS
96016 | CA_REDDING_MUNICIPAL_ARPT
96020 | CA_RED_BLUFF_MUNICIPAL_AR
96022 | CA_REDDING_MUNICIPAL_ARPT
96023 | OR_KLAMATH_FALLS_INTL_AP
96024 | CA_REDDING_MUNICIPAL_ARPT
96025 | CA_MONTAGUE_SISKIYOU_COUN
96028 | CA_REDDING_MUNICIPAL_ARPT
96029 | CA_RED_BLUFF_MUNICIPAL_AR
96031 | CA_ARCATA_AIRPORT
96032 | CA_MONTAGUE_SISKIYOU_COUN
96033 | CA_REDDING_MUNICIPAL_ARPT
96034 | CA_MONTAGUE_SISKIYOU_COUN
96035 | CA_RED_BLUFF_MUNICIPAL_AR
96037 | CA_MONTAGUE_SISKIYOU_COUN
96039 | OR_MEDFORD_ROGUE_VALLEY_I
96040 | CA_REDDING_MUNICIPAL_ARPT
96044 | CA_MONTAGUE_SISKIYOU_COUN
96046 | CA_ARCATA_AIRPORT
96047 | CA_REDDING_MUNICIPAL_ARPT
96050 | CA_MONTAGUE_SISKIYOU_COUN
96051 | CA_REDDING_MUNICIPAL_ARPT
96053 | CA_ALTURAS
96055 | CA_RED_BLUFF_MUNICIPAL_AR
96056 | CA_ALTURAS
96057 | CA_MONTAGUE_SISKIYOU_COUN
96059 | CA_REDDING_MUNICIPAL_ARPT
96061 | CA_RED_BLUFF_MUNICIPAL_AR
96062 | CA_REDDING_MUNICIPAL_ARPT
96063 | CA_RED_BLUFF_MUNICIPAL_AR
96064 | CA_MONTAGUE_SISKIYOU_COUN
96065 | CA_REDDING_MUNICIPAL_ARPT
96067 | CA_MONTAGUE_SISKIYOU_COUN
96068 | CA_ALTURAS
96069 | CA_REDDING_MUNICIPAL_ARPT
96074 | CA_RED_BLUFF_MUNICIPAL_AR
96076 | CA_REDDING_MUNICIPAL_ARPT
96078 | CA_RED_BLUFF_MUNICIPAL_AR
96079 | CA_REDDING_MUNICIPAL_ARPT
96080 | CA_RED_BLUFF_MUNICIPAL_AR
96084 | CA_REDDING_MUNICIPAL_ARPT
96085 | CA_MONTAGUE_SISKIYOU_COUN
96086 | OR_MEDFORD_ROGUE_VALLEY_I
96087 | CA_REDDING_MUNICIPAL_ARPT
96090 | CA_RED_BLUFF_MUNICIPAL_AR
96091 | CA_REDDING_MUNICIPAL_ARPT
96092 | CA_RED_BLUFF_MUNICIPAL_AR
96093 | CA_REDDING_MUNICIPAL_ARPT
96094 | CA_MONTAGUE_SISKIYOU_COUN
96095 | CA_REDDING_MUNICIPAL_ARPT
96097 | CA_MONTAGUE_SISKIYOU_COUN
96099 | CA_REDDING_MUNICIPAL_ARPT
96101 | CA_ALTURAS
96103 | CA_BLUE_CANYON_AP
96104 | CA_ALTURAS
96105 | NV_RENO_TAHOE_INTERNATION
96106 | CA_BLUE_CANYON_AP
96107 | CA_SOUTH_LAKE_TAHOE
96108 | CA_ALTURAS
96109 | NV_RENO_TAHOE_INTERNATION
96110 | CA_ALTURAS
96111 | CA_TRUCKEE_TAHOE
96112 | OR_LAKEVIEW_AWOS
96113 | NV_RENO_TAHOE_INTERNATION
96115 | CA_ALTURAS
96117 | NV_RENO_TAHOE_INTERNATION
96118 | CA_TRUCKEE_TAHOE
96119 | CA_ALTURAS
96120 | CA_SOUTH_LAKE_TAHOE
96121 | NV_RENO_TAHOE_INTERNATION
96122 | CA_BLUE_CANYON_AP
96123 | CA_ALTURAS
96124 | CA_TRUCKEE_TAHOE
96125 | CA_BLUE_CANYON_AP
96126 | CA_TRUCKEE_TAHOE
96127 | CA_ALTURAS
96128 | NV_RENO_TAHOE_INTERNATION
96129 | CA_TRUCKEE_TAHOE
96130 | CA_ALTURAS
96133 | CA_SOUTH_LAKE_TAHOE
96134 | OR_KLAMATH_FALLS_INTL_AP
96135 | NV_RENO_TAHOE_INTERNATION
96137 | CA_RED_BLUFF_MUNICIPAL_AR
96140 | CA_TRUCKEE_TAHOE
96141 | CA_SOUTH_LAKE_TAHOE
96143 | CA_TRUCKEE_TAHOE
96146 | CA_BEALE_AFB
96148 | CA_TRUCKEE_TAHOE
96150 | CA_SOUTH_LAKE_TAHOE
96155 | CA_BLUE_CANYON_AP
96156 | CA_SOUTH_LAKE_TAHOE
96160 | CA_TRUCKEE_TAHOE
96701 | HI_HONOLULU_INTL_ARPT
96703 | HI_LIHUE_AIRPORT
96704 | HI_KONA_INTL_AT_KEAHOL
96705 | HI_LIHUE_AIRPORT
96706 | HI_BARBERS_POINT_NAS
96707 | HI_HONOLULU_INTL_ARPT
96708 | HI_KAHULUI_AIRPORT
96709 | HI_BARBERS_POINT_NAS
96710 | HI_HILO_INTERNATIONAL_AP
96712 | HI_BARBERS_POINT_NAS
96713 | HI_KAHULUI_AIRPORT
96714 | HI_LIHUE_AIRPORT
96717 | HI_KANEOHE_BAY_MCAS
96718 | HI_HILO_INTERNATIONAL_AP
96719 | HI_KONA_INTL_AT_KEAHOL
96720 | HI_HILO_INTERNATIONAL_AP
96722 | HI_LIHUE_AIRPORT
96725 | HI_KONA_INTL_AT_KEAHOL
96727 | HI_HILO_INTERNATIONAL_AP
96729 | HI_MOLOKAI_AMOS
96730 | HI_KANEOHE_BAY_MCAS
96732 | HI_KAHULUI_AIRPORT
96734 | HI_KANEOHE_BAY_MCAS
96737 | HI_KONA_INTL_AT_KEAHOL
96741 | HI_LIHUE_AIRPORT
96742 | HI_MOLOKAI_AMOS
96743 | HI_KONA_INTL_AT_KEAHOL
96744 | HI_KANEOHE_BAY_MCAS
96745 | HI_KONA_INTL_AT_KEAHOL
96746 | HI_LIHUE_AIRPORT
96748 | HI_MOLOKAI_AMOS
96749 | HI_HILO_INTERNATIONAL_AP
96750 | HI_KONA_INTL_AT_KEAHOL
96751 | HI_LIHUE_AIRPORT
96753 | HI_KAHULUI_AIRPORT
96754 | HI_LIHUE_AIRPORT
96755 | HI_KONA_INTL_AT_KEAHOL
96756 | HI_LIHUE_AIRPORT
96757 | HI_MOLOKAI_AMOS
96759 | HI_BARBERS_POINT_NAS
96760 | HI_HILO_INTERNATIONAL_AP
96761 | HI_KAPALUA
96762 | HI_KANEOHE_BAY_MCAS
96763 | HI_LANAI
96764 | HI_HILO_INTERNATIONAL_AP
96765 | HI_LIHUE_AIRPORT
96767 | HI_KAPALUA
96768 | HI_KAHULUI_AIRPORT
96769 | HI_LIHUE_AIRPORT
96770 | HI_MOLOKAI_AMOS
96771 | HI_HILO_INTERNATIONAL_AP
96772 | HI_KONA_INTL_AT_KEAHOL
96773 | HI_HILO_INTERNATIONAL_AP
96779 | HI_KAHULUI_AIRPORT
96780 | HI_HILO_INTERNATIONAL_AP
96782 | HI_HONOLULU_INTL_ARPT
96783 | HI_HILO_INTERNATIONAL_AP
96784 | HI_KAHULUI_AIRPORT
96785 | HI_HILO_INTERNATIONAL_AP
96786 | HI_BARBERS_POINT_NAS
96788 | HI_KAHULUI_AIRPORT
96789 | HI_BARBERS_POINT_NAS
96790 | HI_KAHULUI_AIRPORT
96791 | HI_BARBERS_POINT_NAS
96793 | HI_KAHULUI_AIRPORT
96795 | HI_KANEOHE_BAY_MCAS
96796 | HI_LIHUE_AIRPORT
96797 | HI_BARBERS_POINT_NAS
96801 | HI_HONOLULU_INTL_ARPT
96821 | HI_KANEOHE_BAY_MCAS
96822 | HI_HONOLULU_INTL_ARPT
96825 | HI_KANEOHE_BAY_MCAS
96826 | HI_HONOLULU_INTL_ARPT
96854 | HI_BARBERS_POINT_NAS
96857 | HI_HONOLULU_INTL_ARPT
96910 | GU_GUAM_WFO
96929 | GU_ANDERSEN_AFB
96930 | GU_GUAM_WFO
97001 | OR_REDMOND_ROBERTS_FIELD
97002 | OR_AURORA_STATE
97005 | OR_PORTLAND_HILLSBORO
97009 | OR_PORTLAND_TROUTDALE
97013 | OR_AURORA_STATE
97014 | OR_PORTLAND_TROUTDALE
97016 | WA_KELSO_WB_AP
97017 | OR_AURORA_STATE
97018 | WA_KELSO_WB_AP
97019 | OR_PORTLAND_TROUTDALE
97020 | OR_AURORA_STATE
97021 | WA_THE_DALLES_MUNICIPAL_A
97022 | OR_PORTLAND_TROUTDALE
97026 | OR_AURORA_STATE
97028 | OR_PORTLAND_TROUTDALE
97029 | WA_THE_DALLES_MUNICIPAL_A
97030 | OR_PORTLAND_TROUTDALE
97031 | WA_THE_DALLES_MUNICIPAL_A
97032 | OR_AURORA_STATE
97033 | WA_THE_DALLES_MUNICIPAL_A
97034 | OR_AURORA_STATE
97037 | WA_THE_DALLES_MUNICIPAL_A
97038 | OR_AURORA_STATE
97039 | WA_THE_DALLES_MUNICIPAL_A
97042 | OR_AURORA_STATE
97044 | WA_THE_DALLES_MUNICIPAL_A
97045 | OR_AURORA_STATE
97048 | WA_KELSO_WB_AP
97049 | OR_PORTLAND_TROUTDALE
97050 | WA_THE_DALLES_MUNICIPAL_A
97051 | WA_KELSO_WB_AP
97053 | OR_PORTLAND_INTERNATIONAL
97054 | WA_KELSO_WB_AP
97055 | OR_PORTLAND_TROUTDALE
97056 | OR_PORTLAND_HILLSBORO
97057 | WA_THE_DALLES_MUNICIPAL_A
97060 | OR_PORTLAND_TROUTDALE
97062 | OR_AURORA_STATE
97063 | WA_THE_DALLES_MUNICIPAL_A
97064 | WA_KELSO_WB_AP
97065 | WA_THE_DALLES_MUNICIPAL_A
97067 | OR_PORTLAND_TROUTDALE
97068 | OR_AURORA_STATE
97075 | OR_PORTLAND_HILLSBORO
97080 | OR_PORTLAND_TROUTDALE
97101 | OR_SALEM_MCNARY_FIELD
97102 | OR_ASTORIA_REGIONAL_AIRPO
97106 | OR_PORTLAND_HILLSBORO
97107 | OR_ASTORIA_REGIONAL_AIRPO
97108 | OR_PORTLAND_HILLSBORO
97110 | OR_ASTORIA_REGIONAL_AIRPO
97111 | OR_PORTLAND_HILLSBORO
97112 | OR_SALEM_MCNARY_FIELD
97113 | OR_PORTLAND_HILLSBORO
97114 | OR_AURORA_STATE
97116 | OR_PORTLAND_HILLSBORO
97118 | OR_ASTORIA_REGIONAL_AIRPO
97119 | OR_PORTLAND_HILLSBORO
97121 | OR_ASTORIA_REGIONAL_AIRPO
97122 | OR_SALEM_MCNARY_FIELD
97123 | OR_PORTLAND_HILLSBORO
97127 | OR_AURORA_STATE
97130 | OR_ASTORIA_REGIONAL_AIRPO
97132 | OR_AURORA_STATE
97133 | OR_PORTLAND_HILLSBORO
97134 | OR_ASTORIA_REGIONAL_AIRPO
97135 | OR_SALEM_MCNARY_FIELD
97136 | OR_ASTORIA_REGIONAL_AIRPO
97137 | OR_AURORA_STATE
97138 | OR_ASTORIA_REGIONAL_AIRPO
97140 | OR_AURORA_STATE
97141 | OR_PORTLAND_HILLSBORO
97145 | OR_ASTORIA_REGIONAL_AIRPO
97148 | OR_PORTLAND_HILLSBORO
97149 | OR_SALEM_MCNARY_FIELD
97201 | OR_PORTLAND_INTERNATIONAL
97223 | OR_PORTLAND_HILLSBORO
97224 | OR_AURORA_STATE
97225 | OR_PORTLAND_HILLSBORO
97227 | OR_PORTLAND_INTERNATIONAL
97229 | OR_PORTLAND_HILLSBORO
97230 | OR_PORTLAND_TROUTDALE
97231 | OR_PORTLAND_HILLSBORO
97232 | OR_PORTLAND_INTERNATIONAL
97233 | OR_PORTLAND_TROUTDALE
97238 | OR_PORTLAND_INTERNATIONAL
97281 | OR_PORTLAND_HILLSBORO
97282 | OR_PORTLAND_INTERNATIONAL
97291 | OR_PORTLAND_HILLSBORO
97292 | OR_PORTLAND_INTERNATIONAL
97298 | OR_PORTLAND_HILLSBORO
97299 | OR_PORTLAND_INTERNATIONAL
97301 | OR_SALEM_MCNARY_FIELD
97321 | OR_CORVALLIS_MUNI
97325 | OR_SALEM_MCNARY_FIELD
97326 | OR_CORVALLIS_MUNI
97329 | OR_EUGENE_MAHLON_SWEET_AR
97330 | OR_CORVALLIS_MUNI
97335 | OR_SALEM_MCNARY_FIELD
97336 | OR_CORVALLIS_MUNI
97338 | OR_SALEM_MCNARY_FIELD
97339 | OR_CORVALLIS_MUNI
97342 | OR_SALEM_MCNARY_FIELD
97343 | OR_CORVALLIS_MUNI
97344 | OR_SALEM_MCNARY_FIELD
97345 | OR_EUGENE_MAHLON_SWEET_AR
97346 | OR_SALEM_MCNARY_FIELD
97348 | OR_CORVALLIS_MUNI
97350 | OR_SALEM_MCNARY_FIELD
97355 | OR_CORVALLIS_MUNI
97358 | OR_SALEM_MCNARY_FIELD
97362 | OR_AURORA_STATE
97364 | OR_SALEM_MCNARY_FIELD
97365 | OR_CORVALLIS_MUNI
97371 | OR_SALEM_MCNARY_FIELD
97373 | OR_AURORA_STATE
97374 | OR_SALEM_MCNARY_FIELD
97375 | OR_AURORA_STATE
97376 | OR_CORVALLIS_MUNI
97378 | OR_SALEM_MCNARY_FIELD
97380 | OR_CORVALLIS_MUNI
97381 | OR_SALEM_MCNARY_FIELD
97386 | OR_CORVALLIS_MUNI
97392 | OR_SALEM_MCNARY_FIELD
97394 | OR_CORVALLIS_MUNI
97396 | OR_SALEM_MCNARY_FIELD
97401 | OR_EUGENE_MAHLON_SWEET_AR
97406 | OR_SEXTON_SUMMIT
97407 | OR_NORTH_BEND_MUNI_AIRPOR
97408 | OR_EUGENE_MAHLON_SWEET_AR
97410 | OR_SEXTON_SUMMIT
97411 | OR_NORTH_BEND_MUNI_AIRPOR
97412 | OR_CORVALLIS_MUNI
97413 | OR_EUGENE_MAHLON_SWEET_AR
97414 | OR_NORTH_BEND_MUNI_AIRPOR
97415 | CA_CRESCENT_CITY_FAA_AI
97416 | OR_ROSEBURG_REGIONAL_AP
97419 | OR_EUGENE_MAHLON_SWEET_AR
97420 | OR_NORTH_BEND_MUNI_AIRPOR
97424 | OR_EUGENE_MAHLON_SWEET_AR
97425 | OR_REDMOND_ROBERTS_FIELD
97426 | OR_EUGENE_MAHLON_SWEET_AR
97429 | OR_ROSEBURG_REGIONAL_AP
97430 | OR_CORVALLIS_MUNI
97431 | OR_EUGENE_MAHLON_SWEET_AR
97432 | OR_ROSEBURG_REGIONAL_AP
97434 | OR_EUGENE_MAHLON_SWEET_AR
97436 | OR_ROSEBURG_REGIONAL_AP
97437 | OR_EUGENE_MAHLON_SWEET_AR
97439 | OR_NORTH_BEND_MUNI_AIRPOR
97440 | OR_EUGENE_MAHLON_SWEET_AR
97441 | OR_NORTH_BEND_MUNI_AIRPOR
97442 | OR_SEXTON_SUMMIT
97443 | OR_ROSEBURG_REGIONAL_AP
97444 | CA_CRESCENT_CITY_FAA_AI
97446 | OR_CORVALLIS_MUNI
97447 | OR_ROSEBURG_REGIONAL_AP
97448 | OR_EUGENE_MAHLON_SWEET_AR
97449 | OR_NORTH_BEND_MUNI_AIRPOR
97451 | OR_EUGENE_MAHLON_SWEET_AR
97456 | OR_CORVALLIS_MUNI
97457 | OR_ROSEBURG_REGIONAL_AP
97458 | OR_NORTH_BEND_MUNI_AIRPOR
97461 | OR_EUGENE_MAHLON_SWEET_AR
97462 | OR_ROSEBURG_REGIONAL_AP
97463 | OR_EUGENE_MAHLON_SWEET_AR
97464 | OR_SEXTON_SUMMIT
97465 | OR_NORTH_BEND_MUNI_AIRPOR
97468 | OR_ROSEBURG_REGIONAL_AP
97472 | OR_EUGENE_MAHLON_SWEET_AR
97473 | OR_NORTH_BEND_MUNI_AIRPOR
97477 | OR_EUGENE_MAHLON_SWEET_AR
97479 | OR_ROSEBURG_REGIONAL_AP
97480 | OR_CORVALLIS_MUNI
97481 | OR_ROSEBURG_REGIONAL_AP
97482 | OR_EUGENE_MAHLON_SWEET_AR
97484 | OR_ROSEBURG_REGIONAL_AP
97487 | OR_EUGENE_MAHLON_SWEET_AR
97491 | CA_CRESCENT_CITY_FAA_AI
97492 | OR_EUGENE_MAHLON_SWEET_AR
97493 | OR_NORTH_BEND_MUNI_AIRPOR
97494 | OR_ROSEBURG_REGIONAL_AP
97497 | OR_SEXTON_SUMMIT
97498 | OR_CORVALLIS_MUNI
97499 | OR_ROSEBURG_REGIONAL_AP
97501 | OR_MEDFORD_ROGUE_VALLEY_I
97523 | OR_SEXTON_SUMMIT
97524 | OR_MEDFORD_ROGUE_VALLEY_I
97525 | OR_SEXTON_SUMMIT
97530 | OR_MEDFORD_ROGUE_VALLEY_I
97531 | OR_SEXTON_SUMMIT
97534 | CA_CRESCENT_CITY_FAA_AI
97535 | OR_MEDFORD_ROGUE_VALLEY_I
97537 | OR_SEXTON_SUMMIT
97540 | OR_MEDFORD_ROGUE_VALLEY_I
97541 | OR_SEXTON_SUMMIT
97601 | OR_KLAMATH_FALLS_INTL_AP
97620 | OR_LAKEVIEW_AWOS
97621 | OR_KLAMATH_FALLS_INTL_AP
97622 | OR_LAKEVIEW_AWOS
97623 | OR_KLAMATH_FALLS_INTL_AP
97630 | OR_LAKEVIEW_AWOS
97632 | OR_KLAMATH_FALLS_INTL_AP
97635 | OR_LAKEVIEW_AWOS
97638 | OR_KLAMATH_FALLS_INTL_AP
97640 | OR_LAKEVIEW_AWOS
97701 | OR_REDMOND_ROBERTS_FIELD
97710 | OR_BURNS_MUNICIPAL_ARPT_[
97711 | OR_REDMOND_ROBERTS_FIELD
97720 | OR_BURNS_MUNICIPAL_ARPT_[
97730 | OR_REDMOND_ROBERTS_FIELD
97731 | OR_KLAMATH_FALLS_INTL_AP
97732 | OR_BURNS_MUNICIPAL_ARPT_[
97733 | OR_REDMOND_ROBERTS_FIELD
97736 | OR_BURNS_MUNICIPAL_ARPT_[
97737 | OR_REDMOND_ROBERTS_FIELD
97738 | OR_BURNS_MUNICIPAL_ARPT_[
97739 | OR_REDMOND_ROBERTS_FIELD
97740 | OR_BURNS_MUNICIPAL_ARPT_[
97741 | OR_REDMOND_ROBERTS_FIELD
97751 | OR_BURNS_MUNICIPAL_ARPT_[
97752 | OR_REDMOND_ROBERTS_FIELD
97758 | OR_BURNS_MUNICIPAL_ARPT_[
97759 | OR_REDMOND_ROBERTS_FIELD
97801 | OR_PENDLETON_E_OR_REGIONA
97812 | WA_THE_DALLES_MUNICIPAL_A
97813 | OR_PENDLETON_E_OR_REGIONA
97814 | OR_BAKER_MUNICIPAL_AP
97818 | WA_PASCO
97819 | OR_BAKER_MUNICIPAL_AP
97820 | OR_BURNS_MUNICIPAL_ARPT_[
97821 | OR_PENDLETON_E_OR_REGIONA
97823 | WA_THE_DALLES_MUNICIPAL_A
97824 | OR_LA_GRANDE_MUNI_AP
97825 | OR_BURNS_MUNICIPAL_ARPT_[
97826 | OR_PENDLETON_E_OR_REGIONA
97827 | OR_LA_GRANDE_MUNI_AP
97830 | WA_THE_DALLES_MUNICIPAL_A
97831 | OR_BAKER_MUNICIPAL_AP
97835 | OR_PENDLETON_E_OR_REGIONA
97837 | OR_BAKER_MUNICIPAL_AP
97838 | OR_PENDLETON_E_OR_REGIONA
97840 | OR_BAKER_MUNICIPAL_AP
97841 | OR_LA_GRANDE_MUNI_AP
97843 | OR_PENDLETON_E_OR_REGIONA
97844 | WA_PASCO
97845 | OR_BURNS_MUNICIPAL_ARPT_[
97846 | OR_LA_GRANDE_MUNI_AP
97848 | OR_PENDLETON_E_OR_REGIONA
97850 | OR_LA_GRANDE_MUNI_AP
97856 | OR_BAKER_MUNICIPAL_AP
97857 | OR_LA_GRANDE_MUNI_AP
97859 | OR_PENDLETON_E_OR_REGIONA
97861 | WA_THE_DALLES_MUNICIPAL_A
97862 | WA_WALLA_WALLA_CITY_COUNT
97864 | OR_PENDLETON_E_OR_REGIONA
97865 | OR_BURNS_MUNICIPAL_ARPT_[
97867 | OR_LA_GRANDE_MUNI_AP
97868 | OR_PENDLETON_E_OR_REGIONA
97869 | OR_BAKER_MUNICIPAL_AP
97872 | OR_PENDLETON_E_OR_REGIONA
97873 | OR_BURNS_MUNICIPAL_ARPT_[
97874 | OR_PENDLETON_E_OR_REGIONA
97876 | OR_LA_GRANDE_MUNI_AP
97877 | OR_BAKER_MUNICIPAL_AP
97880 | OR_PENDLETON_E_OR_REGIONA
97882 | WA_PASCO
97883 | OR_LA_GRANDE_MUNI_AP
97884 | OR_BAKER_MUNICIPAL_AP
97885 | OR_LA_GRANDE_MUNI_AP
97886 | WA_WALLA_WALLA_CITY_COUNT
97901 | ID_CALDWELL_AWOS
97903 | OR_BAKER_MUNICIPAL_AP
97904 | OR_BURNS_MUNICIPAL_ARPT_[
97905 | OR_BAKER_MUNICIPAL_AP
97906 | ID_CALDWELL_AWOS
97907 | OR_BAKER_MUNICIPAL_AP
97910 | OR_BURNS_MUNICIPAL_ARPT_[
97913 | ID_CALDWELL_AWOS
97917 | OR_BURNS_MUNICIPAL_ARPT_[
97918 | ID_CALDWELL_AWOS
97920 | OR_BAKER_MUNICIPAL_AP
98001 | WA_SEATTLE_SEATTLE_TACOMA
98002 | WA_RENTON_MUNI
98003 | WA_SEATTLE_SEATTLE_TACOMA
98004 | WA_SEATTLE_BOEING_FIELD_[
98006 | WA_RENTON_MUNI
98007 | WA_SEATTLE_BOEING_FIELD_[
98010 | WA_RENTON_MUNI
98011 | WA_SEATTLE_BOEING_FIELD_[
98012 | WA_SNOHOMISH_CO
98013 | WA_SEATTLE_SEATTLE_TACOMA
98014 | WA_SEATTLE_BOEING_FIELD_[
98020 | WA_SNOHOMISH_CO
98021 | WA_SEATTLE_BOEING_FIELD_[
98022 | WA_RENTON_MUNI
98023 | WA_SEATTLE_SEATTLE_TACOMA
98024 | WA_RENTON_MUNI
98026 | WA_SNOHOMISH_CO
98027 | WA_RENTON_MUNI
98028 | WA_SEATTLE_BOEING_FIELD_[
98029 | WA_RENTON_MUNI
98032 | WA_SEATTLE_SEATTLE_TACOMA
98033 | WA_SEATTLE_BOEING_FIELD_[
98035 | WA_SEATTLE_SEATTLE_TACOMA
98036 | WA_SNOHOMISH_CO
98038 | WA_RENTON_MUNI
98039 | WA_SEATTLE_BOEING_FIELD_[
98040 | WA_RENTON_MUNI
98041 | WA_SEATTLE_BOEING_FIELD_[
98042 | WA_RENTON_MUNI
98043 | WA_SNOHOMISH_CO
98045 | WA_RENTON_MUNI
98046 | WA_SNOHOMISH_CO
98047 | WA_TACOMA_MCCHORD_AFB
98050 | WA_RENTON_MUNI
98052 | WA_SEATTLE_SEATTLE_TACOMA
98053 | WA_SEATTLE_BOEING_FIELD_[
98054 | WA_SEATTLE_SEATTLE_TACOMA
98055 | WA_RENTON_MUNI
98060 | WA_SEATTLE_BOEING_FIELD_[
98062 | WA_SEATTLE_SEATTLE_TACOMA
98065 | WA_RENTON_MUNI
98070 | WA_SEATTLE_SEATTLE_TACOMA
98072 | WA_SEATTLE_BOEING_FIELD_[
98092 | WA_SEATTLE_SEATTLE_TACOMA
98101 | WA_SEATTLE_BOEING_FIELD_[
98106 | WA_SEATTLE_SEATTLE_TACOMA
98107 | WA_SEATTLE_BOEING_FIELD_[
98108 | WA_SEATTLE_SEATTLE_TACOMA
98109 | WA_SEATTLE_BOEING_FIELD_[
98116 | WA_SEATTLE_SEATTLE_TACOMA
98117 | WA_SEATTLE_BOEING_FIELD_[
98118 | WA_RENTON_MUNI
98119 | WA_SEATTLE_BOEING_FIELD_[
98126 | WA_SEATTLE_SEATTLE_TACOMA
98129 | WA_SEATTLE_BOEING_FIELD_[
98134 | WA_SEATTLE_SEATTLE_TACOMA
98138 | WA_SEATTLE_BOEING_FIELD_[
98146 | WA_SEATTLE_SEATTLE_TACOMA
98150 | WA_SEATTLE_BOEING_FIELD_[
98158 | WA_SEATTLE_SEATTLE_TACOMA
98160 | WA_SEATTLE_BOEING_FIELD_[
98166 | WA_SEATTLE_SEATTLE_TACOMA
98171 | WA_SEATTLE_BOEING_FIELD_[
98178 | WA_RENTON_MUNI
98181 | WA_SEATTLE_BOEING_FIELD_[
98188 | WA_SEATTLE_SEATTLE_TACOMA
98191 | WA_SEATTLE_BOEING_FIELD_[
98198 | WA_SEATTLE_SEATTLE_TACOMA
98199 | WA_SEATTLE_BOEING_FIELD_[
98201 | WA_SNOHOMISH_CO
98220 | WA_BELLINGHAM_INTL_AP
98221 | WA_WHIDBEY_ISLAND_NAS
98223 | WA_SNOHOMISH_CO
98224 | WA_STAMPEDE_PASS
98225 | WA_BELLINGHAM_INTL_AP
98233 | WA_WHIDBEY_ISLAND_NAS
98236 | WA_SNOHOMISH_CO
98237 | WA_BELLINGHAM_INTL_AP
98238 | WA_WHIDBEY_ISLAND_NAS
98240 | WA_BELLINGHAM_INTL_AP
98241 | WA_SNOHOMISH_CO
98243 | WA_WHIDBEY_ISLAND_NAS
98244 | WA_BELLINGHAM_INTL_AP
98249 | WA_WHIDBEY_ISLAND_NAS
98251 | WA_SNOHOMISH_CO
98255 | WA_BELLINGHAM_INTL_AP
98256 | WA_SEATTLE_BOEING_FIELD_[
98257 | WA_WHIDBEY_ISLAND_NAS
98258 | WA_SNOHOMISH_CO
98261 | WA_WHIDBEY_ISLAND_NAS
98262 | WA_BELLINGHAM_INTL_AP
98270 | WA_SNOHOMISH_CO
98273 | WA_WHIDBEY_ISLAND_NAS
98275 | WA_SNOHOMISH_CO
98276 | WA_BELLINGHAM_INTL_AP
98277 | WA_WHIDBEY_ISLAND_NAS
98279 | WA_BELLINGHAM_INTL_AP
98280 | WA_WHIDBEY_ISLAND_NAS
98281 | WA_BELLINGHAM_INTL_AP
98284 | WA_WHIDBEY_ISLAND_NAS
98287 | WA_SNOHOMISH_CO
98288 | WA_STAMPEDE_PASS
98290 | WA_SNOHOMISH_CO
98292 | WA_WHIDBEY_ISLAND_NAS
98293 | WA_SNOHOMISH_CO
98295 | WA_BELLINGHAM_INTL_AP
98296 | WA_SNOHOMISH_CO
98297 | WA_BELLINGHAM_INTL_AP
98303 | WA_GRAY_AAF
98304 | WA_TACOMA_MCCHORD_AFB
98305 | WA_QUILLAYUTE_STATE_AIRPO
98310 | WA_BREMERTON_NATIONAL
98321 | WA_TACOMA_MCCHORD_AFB
98322 | WA_BREMERTON_NATIONAL
98323 | WA_TACOMA_MCCHORD_AFB
98324 | WA_WILLIAM_R_FAIRCHILD
98325 | WA_SNOHOMISH_CO
98326 | WA_QUILLAYUTE_STATE_AIRPO
98327 | WA_GRAY_AAF
98329 | WA_BREMERTON_NATIONAL
98330 | WA_GRAY_AAF
98331 | WA_QUILLAYUTE_STATE_AIRPO
98332 | WA_TACOMA_NARROWS
98334 | WA_WHIDBEY_ISLAND_NAS
98335 | WA_TACOMA_NARROWS
98336 | WA_TOLEDO_WINLOCK_MEM
98337 | WA_BREMERTON_NATIONAL
98338 | WA_TACOMA_MCCHORD_AFB
98339 | WA_WHIDBEY_ISLAND_NAS
98340 | WA_SNOHOMISH_CO
98342 | WA_SEATTLE_BOEING_FIELD_[
98343 | WA_WILLIAM_R_FAIRCHILD
98344 | WA_TACOMA_MCCHORD_AFB
98345 | WA_BREMERTON_NATIONAL
98346 | WA_SNOHOMISH_CO
98348 | WA_GRAY_AAF
98349 | WA_TACOMA_NARROWS
98350 | WA_QUILLAYUTE_STATE_AIRPO
98351 | WA_TACOMA_NARROWS
98352 | WA_TACOMA_MCCHORD_AFB
98353 | WA_BREMERTON_NATIONAL
98354 | WA_TACOMA_MCCHORD_AFB
98355 | WA_GRAY_AAF
98356 | WA_TOLEDO_WINLOCK_MEM
98357 | WA_QUILLAYUTE_STATE_AIRPO
98358 | WA_WHIDBEY_ISLAND_NAS
98359 | WA_BREMERTON_NATIONAL
98360 | WA_TACOMA_MCCHORD_AFB
98361 | WA_STAMPEDE_PASS
98362 | WA_WILLIAM_R_FAIRCHILD
98364 | WA_SNOHOMISH_CO
98366 | WA_BREMERTON_NATIONAL
98368 | WA_WHIDBEY_ISLAND_NAS
98370 | WA_SEATTLE_BOEING_FIELD_[
98371 | WA_TACOMA_MCCHORD_AFB
98376 | WA_BREMERTON_NATIONAL
98377 | WA_TOLEDO_WINLOCK_MEM
98378 | WA_BREMERTON_NATIONAL
98381 | WA_QUILLAYUTE_STATE_AIRPO
98382 | WA_WILLIAM_R_FAIRCHILD
98383 | WA_BREMERTON_NATIONAL
98385 | WA_TACOMA_MCCHORD_AFB
98386 | WA_SEATTLE_SEATTLE_TACOMA
98387 | WA_TACOMA_MCCHORD_AFB
98392 | WA_SEATTLE_BOEING_FIELD_[
98393 | WA_BREMERTON_NATIONAL
98395 | WA_TACOMA_NARROWS
98396 | WA_TACOMA_MCCHORD_AFB
98401 | WA_TACOMA_NARROWS
98404 | WA_TACOMA_MCCHORD_AFB
98405 | WA_TACOMA_NARROWS
98408 | WA_TACOMA_MCCHORD_AFB
98411 | WA_TACOMA_NARROWS
98421 | WA_TACOMA_MCCHORD_AFB
98422 | WA_TACOMA_NARROWS
98424 | WA_TACOMA_MCCHORD_AFB
98430 | WA_TACOMA_NARROWS
98433 | WA_TACOMA_MCCHORD_AFB
98434 | WA_TACOMA_NARROWS
98439 | WA_TACOMA_MCCHORD_AFB
98442 | WA_TACOMA_NARROWS
98443 | WA_TACOMA_MCCHORD_AFB
98447 | WA_TACOMA_NARROWS
98467 | WA_TACOMA_MCCHORD_AFB
98471 | WA_TACOMA_NARROWS
98494 | WA_TACOMA_MCCHORD_AFB
98497 | WA_TACOMA_NARROWS
98498 | WA_TACOMA_MCCHORD_AFB
98501 | WA_OLYMPIA_AIRPORT
98520 | WA_HOQUIAM_AP
98522 | WA_TOLEDO_WINLOCK_MEM
98524 | WA_BREMERTON_NATIONAL
98526 | WA_HOQUIAM_AP
98528 | WA_BREMERTON_NATIONAL
98530 | WA_OLYMPIA_AIRPORT
98531 | WA_TOLEDO_WINLOCK_MEM
98535 | WA_HOQUIAM_AP
98538 | WA_TOLEDO_WINLOCK_MEM
98540 | WA_OLYMPIA_AIRPORT
98541 | WA_HOQUIAM_AP
98542 | WA_TOLEDO_WINLOCK_MEM
98544 | WA_OLYMPIA_AIRPORT
98546 | WA_BREMERTON_NATIONAL
98547 | WA_HOQUIAM_AP
98548 | WA_BREMERTON_NATIONAL
98550 | WA_HOQUIAM_AP
98554 | OR_ASTORIA_REGIONAL_AIRPO
98555 | WA_BREMERTON_NATIONAL
98556 | WA_OLYMPIA_AIRPORT
98558 | WA_GRAY_AAF
98559 | WA_OLYMPIA_AIRPORT
98560 | WA_HOQUIAM_AP
98564 | WA_TOLEDO_WINLOCK_MEM
98566 | WA_HOQUIAM_AP
98568 | WA_OLYMPIA_AIRPORT
98569 | WA_HOQUIAM_AP
98570 | WA_TOLEDO_WINLOCK_MEM
98571 | WA_HOQUIAM_AP
98572 | WA_TOLEDO_WINLOCK_MEM
98575 | WA_HOQUIAM_AP
98576 | WA_OLYMPIA_AIRPORT
98577 | WA_HOQUIAM_AP
98579 | WA_OLYMPIA_AIRPORT
98580 | WA_GRAY_AAF
98581 | WA_TOLEDO_WINLOCK_MEM
98583 | WA_HOQUIAM_AP
98584 | WA_OLYMPIA_AIRPORT
98585 | WA_TOLEDO_WINLOCK_MEM
98586 | OR_ASTORIA_REGIONAL_AIRPO
98587 | WA_HOQUIAM_AP
98588 | WA_BREMERTON_NATIONAL
98589 | WA_OLYMPIA_AIRPORT
98590 | WA_HOQUIAM_AP
98591 | WA_TOLEDO_WINLOCK_MEM
98592 | WA_BREMERTON_NATIONAL
98593 | WA_TOLEDO_WINLOCK_MEM
98595 | WA_HOQUIAM_AP
98596 | WA_TOLEDO_WINLOCK_MEM
98597 | WA_GRAY_AAF
98599 | WA_OLYMPIA_AIRPORT
98601 | OR_PORTLAND_INTERNATIONAL
98602 | WA_THE_DALLES_MUNICIPAL_A
98603 | WA_KELSO_WB_AP
98604 | OR_PORTLAND_INTERNATIONAL
98605 | WA_THE_DALLES_MUNICIPAL_A
98606 | OR_PORTLAND_INTERNATIONAL
98607 | OR_PORTLAND_TROUTDALE
98609 | WA_KELSO_WB_AP
98610 | OR_PORTLAND_TROUTDALE
98611 | WA_KELSO_WB_AP
98613 | WA_THE_DALLES_MUNICIPAL_A
98614 | OR_ASTORIA_REGIONAL_AIRPO
98616 | WA_KELSO_WB_AP
98617 | WA_THE_DALLES_MUNICIPAL_A
98621 | OR_ASTORIA_REGIONAL_AIRPO
98622 | OR_PORTLAND_INTERNATIONAL
98623 | WA_THE_DALLES_MUNICIPAL_A
98624 | OR_ASTORIA_REGIONAL_AIRPO
98625 | WA_KELSO_WB_AP
98628 | WA_THE_DALLES_MUNICIPAL_A
98629 | OR_PORTLAND_INTERNATIONAL
98631 | OR_ASTORIA_REGIONAL_AIRPO
98632 | WA_KELSO_WB_AP
98635 | WA_THE_DALLES_MUNICIPAL_A
98637 | OR_ASTORIA_REGIONAL_AIRPO
98639 | OR_PORTLAND_TROUTDALE
98640 | OR_ASTORIA_REGIONAL_AIRPO
98642 | OR_PORTLAND_INTERNATIONAL
98643 | OR_ASTORIA_REGIONAL_AIRPO
98645 | WA_TOLEDO_WINLOCK_MEM
98647 | OR_ASTORIA_REGIONAL_AIRPO
98648 | OR_PORTLAND_TROUTDALE
98649 | WA_TOLEDO_WINLOCK_MEM
98650 | WA_THE_DALLES_MUNICIPAL_A
98660 | OR_PORTLAND_INTERNATIONAL
98670 | WA_THE_DALLES_MUNICIPAL_A
98671 | OR_PORTLAND_TROUTDALE
98672 | WA_THE_DALLES_MUNICIPAL_A
98674 | WA_KELSO_WB_AP
98675 | OR_PORTLAND_INTERNATIONAL
98801 | WA_WENATCHEE_PANGBORN
98813 | WA_EPHRATA_AP_FCWOS
98814 | WA_WENATCHEE_PANGBORN
98823 | WA_EPHRATA_AP_FCWOS
98826 | WA_WENATCHEE_PANGBORN
98830 | WA_EPHRATA_AP_FCWOS
98831 | WA_WENATCHEE_PANGBORN
98832 | WA_MOSES_LAKE_GRANT_COUNT
98833 | WA_WENATCHEE_PANGBORN
98837 | WA_MOSES_LAKE_GRANT_COUNT
98840 | WA_WENATCHEE_PANGBORN
98841 | WA_EPHRATA_AP_FCWOS
98843 | WA_WENATCHEE_PANGBORN
98844 | WA_FAIRCHILD_AFB
98845 | WA_WENATCHEE_PANGBORN
98848 | WA_EPHRATA_AP_FCWOS
98849 | WA_WENATCHEE_PANGBORN
98851 | WA_EPHRATA_AP_FCWOS
98852 | WA_WENATCHEE_PANGBORN
98853 | WA_EPHRATA_AP_FCWOS
98855 | WA_FAIRCHILD_AFB
98856 | WA_WENATCHEE_PANGBORN
98857 | WA_MOSES_LAKE_GRANT_COUNT
98858 | WA_WENATCHEE_PANGBORN
98859 | WA_FAIRCHILD_AFB
98860 | WA_MOSES_LAKE_GRANT_COUNT
98862 | WA_WENATCHEE_PANGBORN
98901 | WA_YAKIMA_AIR_TERMINAL
98922 | WA_STAMPEDE_PASS
98923 | WA_YAKIMA_AIR_TERMINAL
98925 | WA_STAMPEDE_PASS
98926 | WA_YAKIMA_AIR_TERMINAL
98929 | WA_STAMPEDE_PASS
98930 | WA_HANFORD
98932 | WA_YAKIMA_AIR_TERMINAL
98935 | WA_HANFORD
98936 | WA_YAKIMA_AIR_TERMINAL
98940 | WA_STAMPEDE_PASS
98942 | WA_YAKIMA_AIR_TERMINAL
98943 | WA_STAMPEDE_PASS
98944 | WA_HANFORD
98946 | WA_WENATCHEE_PANGBORN
98947 | WA_YAKIMA_AIR_TERMINAL
98948 | WA_HANFORD
98951 | WA_YAKIMA_AIR_TERMINAL
99001 | WA_FAIRCHILD_AFB
99003 | WA_FELTS_FLD
99004 | WA_SPOKANE_INTERNATIONAL
99005 | WA_FELTS_FLD
99008 | WA_FAIRCHILD_AFB
99009 | WA_FELTS_FLD
99011 | WA_FAIRCHILD_AFB
99012 | WA_SPOKANE_INTERNATIONAL
99013 | WA_FAIRCHILD_AFB
99014 | WA_SPOKANE_INTERNATIONAL
99015 | WA_FELTS_FLD
99017 | WA_SPOKANE_INTERNATIONAL
99019 | WA_FELTS_FLD
99020 | WA_SPOKANE_INTERNATIONAL
99021 | WA_FELTS_FLD
99022 | WA_FAIRCHILD_AFB
99023 | WA_FELTS_FLD
99026 | WA_FAIRCHILD_AFB
99027 | WA_FELTS_FLD
99029 | WA_FAIRCHILD_AFB
99030 | WA_FELTS_FLD
99031 | WA_SPOKANE_INTERNATIONAL
99034 | WA_FAIRCHILD_AFB
99036 | WA_FELTS_FLD
99039 | WA_SPOKANE_INTERNATIONAL
99040 | WA_FAIRCHILD_AFB
99102 | WA_PULLMAN_MOSCOW_RGNL
99103 | WA_MOSES_LAKE_GRANT_COUNT
99104 | WA_PULLMAN_MOSCOW_RGNL
99105 | WA_SPOKANE_INTERNATIONAL
99107 | WA_FAIRCHILD_AFB
99110 | WA_FELTS_FLD
99111 | WA_PULLMAN_MOSCOW_RGNL
99114 | WA_FAIRCHILD_AFB
99115 | WA_EPHRATA_AP_FCWOS
99117 | WA_FAIRCHILD_AFB
99119 | WA_FELTS_FLD
99121 | WA_FAIRCHILD_AFB
99123 | WA_EPHRATA_AP_FCWOS
99125 | WA_PULLMAN_MOSCOW_RGNL
99126 | WA_FAIRCHILD_AFB
99127 | WA_SPOKANE_INTERNATIONAL
99128 | WA_PULLMAN_MOSCOW_RGNL
99129 | WA_FAIRCHILD_AFB
99130 | WA_PULLMAN_MOSCOW_RGNL
99131 | WA_FAIRCHILD_AFB
99133 | WA_EPHRATA_AP_FCWOS
99134 | WA_FAIRCHILD_AFB
99135 | WA_EPHRATA_AP_FCWOS
99136 | WA_PULLMAN_MOSCOW_RGNL
99137 | WA_FAIRCHILD_AFB
99139 | ID_COEUR_DALENEAWOS
99140 | WA_FAIRCHILD_AFB
99143 | WA_PULLMAN_MOSCOW_RGNL
99144 | WA_MOSES_LAKE_GRANT_COUNT
99146 | WA_FAIRCHILD_AFB
99148 | WA_FELTS_FLD
99149 | WA_SPOKANE_INTERNATIONAL
99150 | WA_FAIRCHILD_AFB
99152 | ID_COEUR_DALENEAWOS
99154 | WA_FAIRCHILD_AFB
99155 | WA_EPHRATA_AP_FCWOS
99156 | ID_COEUR_DALENEAWOS
99157 | WA_FELTS_FLD
99158 | WA_PULLMAN_MOSCOW_RGNL
99159 | WA_MOSES_LAKE_GRANT_COUNT
99160 | WA_FAIRCHILD_AFB
99161 | WA_PULLMAN_MOSCOW_RGNL
99166 | WA_FAIRCHILD_AFB
99169 | WA_MOSES_LAKE_GRANT_COUNT
99170 | WA_SPOKANE_INTERNATIONAL
99173 | WA_FAIRCHILD_AFB
99174 | WA_PULLMAN_MOSCOW_RGNL
99176 | WA_SPOKANE_INTERNATIONAL
99179 | ID_LEWISTON_NEZ_PERCE_CNT
99180 | WA_FELTS_FLD
99181 | WA_FAIRCHILD_AFB
99185 | WA_MOSES_LAKE_GRANT_COUNT
99201 | WA_FELTS_FLD
99301 | WA_PASCO
99321 | WA_HANFORD
99322 | WA_YAKIMA_AIR_TERMINAL
99323 | WA_PASCO
99324 | WA_WALLA_WALLA_CITY_COUNT
99326 | WA_PASCO
99327 | WA_MOSES_LAKE_GRANT_COUNT
99328 | WA_WALLA_WALLA_CITY_COUNT
99330 | WA_PASCO
99332 | WA_MOSES_LAKE_GRANT_COUNT
99333 | WA_WALLA_WALLA_CITY_COUNT
99335 | WA_PASCO
99341 | WA_MOSES_LAKE_GRANT_COUNT
99343 | WA_HANFORD
99344 | WA_MOSES_LAKE_GRANT_COUNT
99345 | WA_PASCO
99347 | ID_LEWISTON_NEZ_PERCE_CNT
99348 | WA_WALLA_WALLA_CITY_COUNT
99349 | WA_HANFORD
99352 | WA_PASCO
99356 | WA_THE_DALLES_MUNICIPAL_A
99357 | WA_EPHRATA_AP_FCWOS
99359 | WA_WALLA_WALLA_CITY_COUNT
99363 | WA_PASCO
99371 | WA_WALLA_WALLA_CITY_COUNT
99401 | ID_LEWISTON_NEZ_PERCE_CNT
99501 | AK_ANCHORAGE_MERRILL_FIEL
99502 | AK_LAKE_HOOD_SEAPLANE
99503 | AK_ANCHORAGE_MERRILL_FIEL
99505 | AK_ANCHORAGE_ELMENDORF
99507 | AK_ANCHORAGE_MERRILL_FIEL
99515 | AK_LAKE_HOOD_SEAPLANE
99516 | AK_ANCHORAGE_MERRILL_FIEL
99517 | AK_LAKE_HOOD_SEAPLANE
99519 | AK_ANCHORAGE_MERRILL_FIEL
99540 | AK_LAKE_HOOD_SEAPLANE
99547 | AK_SHEMYA_AFB
99548 | AK_PORT_HEIDEN
99549 | AK_KING_SALMON_ARPT
99550 | AK_KODIAK_AIRPORT
99551 | AK_BETHEL_AIRPORT
99553 | AK_DUTCH_HARBOR
99554 | AK_EMMONAK
99555 | AK_DILLINGHAM_AMOS
99556 | AK_HOMER_ARPT
99557 | AK_ANIAK_AIRPORT
99558 | AK_ANVIK
99559 | AK_BETHEL_AIRPORT
99561 | AK_MEKORYUK
99563 | AK_HOOPER_BAY
99564 | AK_PORT_HEIDEN
99566 | AK_GULKANA_INTERMEDIATE_F
99567 | AK_BIRCHWOOD
99568 | AK_SOLDOTNA
99569 | AK_DILLINGHAM_AMOS
99571 | AK_COLD_BAY_ARPT
99572 | AK_SEWARD
99573 | AK_GULKANA_INTERMEDIATE_F
99574 | AK_CORDOVA
99575 | AK_SLEETMUTE
99576 | AK_DILLINGHAM_AMOS
99577 | AK_BIRCHWOOD
99578 | AK_BETHEL_AIRPORT
99579 | AK_KING_SALMON_ARPT
99580 | AK_DILLINGHAM_AMOS
99581 | AK_EMMONAK
99583 | AK_COLD_BAY_ARPT
99584 | AK_SLEETMUTE
99585 | AK_SAINT_MARYS_AWOS
99586 | AK_GULKANA_INTERMEDIATE_F
99587 | AK_WHITTIER
99588 | AK_GULKANA_INTERMEDIATE_F
99589 | AK_TOGIAC_VILLAGE_AWOS
99590 | AK_ANVIK
99591 | AK_ST_PAUL_ISLAND_ARPT
99599 | AK_LAKE_HOOD_SEAPLANE
99602 | AK_ANVIK
99603 | AK_HOMER_ARPT
99604 | AK_HOOPER_BAY
99605 | AK_LAKE_HOOD_SEAPLANE
99606 | AK_ILIAMNA_ARPT
99607 | AK_ANIAK_AIRPORT
99608 | AK_KODIAK_AIRPORT
99609 | AK_BETHEL_AIRPORT
99610 | AK_SOLDOTNA
99611 | AK_KENAI_MUNICIPAL_AP
99612 | AK_COLD_BAY_ARPT
99613 | AK_KING_SALMON_ARPT
99614 | AK_MEKORYUK
99615 | AK_KODIAK_AIRPORT
99620 | AK_EMMONAK
99621 | AK_BETHEL_AIRPORT
99624 | AK_KODIAK_AIRPORT
99625 | AK_KING_SALMON_ARPT
99626 | AK_ANIAK_AIRPORT
99627 | AK_MCGRATH_ARPT
99628 | AK_DILLINGHAM_AMOS
99630 | AK_MEKORYUK
99631 | AK_SEWARD
99632 | AK_SAINT_MARYS_AWOS
99633 | AK_KING_SALMON_ARPT
99634 | AK_BETHEL_AIRPORT
99635 | AK_KENAI_MUNICIPAL_AP
99636 | AK_DILLINGHAM_AMOS
99637 | AK_BETHEL_AIRPORT
99638 | AK_DUTCH_HARBOR
99639 | AK_HOMER_ARPT
99640 | AK_ILIAMNA_ARPT
99641 | AK_BETHEL_AIRPORT
99643 | AK_KODIAK_AIRPORT
99645 | AK_PALMER_MUNICIPAL
99647 | AK_ILIAMNA_ARPT
99648 | AK_SAND_POINT
99649 | AK_PORT_HEIDEN
99650 | AK_SAINT_MARYS_AWOS
99651 | AK_TOGIAC_VILLAGE_AWOS
99652 | AK_PALMER_MUNICIPAL
99653 | AK_ILIAMNA_ARPT
99654 | AK_PALMER_MUNICIPAL
99655 | AK_TOGIAC_VILLAGE_AWOS
99656 | AK_SLEETMUTE
99657 | AK_ANIAK_AIRPORT
99658 | AK_SAINT_MARYS_AWOS
99659 | AK_UNALAKLEET_FIELD
99660 | AK_ST_PAUL_ISLAND_ARPT
99661 | AK_SAND_POINT
99662 | AK_HOOPER_BAY
99663 | AK_HOMER_ARPT
99664 | AK_SEWARD
99665 | AK_ANVIK
99666 | AK_EMMONAK
99667 | AK_HAYES_RIVER
99668 | AK_SLEETMUTE
99669 | AK_SOLDOTNA
99670 | AK_KING_SALMON_ARPT
99671 | AK_UNALAKLEET_FIELD
99672 | AK_SOLDOTNA
99674 | AK_PALMER_MUNICIPAL
99675 | AK_MCGRATH_ARPT
99676 | AK_TALKEETNA_STATE_ARPT
99677 | AK_CORDOVA
99678 | AK_TOGIAC_VILLAGE_AWOS
99679 | AK_BETHEL_AIRPORT
99681 | AK_MEKORYUK
99682 | AK_KENAI_MUNICIPAL_AP
99683 | AK_TALKEETNA_STATE_ARPT
99684 | AK_UNALAKLEET_FIELD
99685 | AK_DUTCH_HARBOR
99686 | AK_VALDEZ_PIONEER_FIEL
99687 | AK_BIRCHWOOD
99689 | AK_YAKUTAT_STATE_ARPT
99690 | AK_BETHEL_AIRPORT
99691 | AK_MCGRATH_ARPT
99692 | AK_DUTCH_HARBOR
99693 | AK_WHITTIER
99694 | AK_BIRCHWOOD
99695 | AK_ANCHORAGE_MERRILL_FIEL
99697 | AK_KODIAK_AIRPORT
99701 | AK_FAIRBANKS_INTL_ARPT
99702 | AK_FAIRBANKS_EIELSON_A
99703 | AK_FAIRBANKS_INTL_ARPT
99704 | AK_NENANA_MUNICIPAL_AP
99705 | AK_FAIRBANKS_EIELSON_A
99706 | AK_FAIRBANKS_INTL_ARPT
99720 | AK_BETTLES_FIELD
99721 | AK_ANAKTUVUK_PASS
99722 | AK_FORT_YUKON
99723 | AK_BARROW_W_POST_W_ROGERS
99724 | AK_FORT_YUKON
99725 | AK_FAIRBANKS_INTL_ARPT
99726 | AK_BETTLES_FIELD
99727 | AK_SELAWIK
99729 | AK_HEALY_RIVER_AIRPORT
99730 | AK_FORT_YUKON
99732 | AK_NORTHWAY_AIRPORT
99733 | AK_FORT_YUKON
99734 | AK_DEADHORSE
99736 | AK_KOTZEBUE_RALPH_WEIN_ME
99737 | AK_BIG_DELTA_ALLEN_AAF
99738 | AK_NORTHWAY_AIRPORT
99739 | AK_UNALAKLEET_FIELD
99740 | AK_FORT_YUKON
99741 | AK_HUSLIA
99742 | AK_GAMBELL
99743 | AK_HEALY_RIVER_AIRPORT
99744 | AK_NENANA_MUNICIPAL_AP
99745 | AK_HUSLIA
99747 | AK_DEADHORSE
99748 | AK_UNALAKLEET_FIELD
99749 | AK_SELAWIK
99750 | AK_POINT_HOPE_AWOS
99751 | AK_AMBLER
99752 | AK_KOTZEBUE_RALPH_WEIN_ME
99753 | AK_UNALAKLEET_FIELD
99754 | AK_HUSLIA
99755 | AK_HEALY_RIVER_AIRPORT
99756 | AK_TANANA_RALPH_M_CALHOUN
99757 | AK_MINCHUMINA
99758 | AK_NENANA_MUNICIPAL_AP
99759 | AK_BARROW_W_POST_W_ROGERS
99760 | AK_NENANA_MUNICIPAL_AP
99761 | AK_KOTZEBUE_RALPH_WEIN_ME
99762 | AK_NOME_MUNICIPAL_ARPT
99763 | AK_SELAWIK
99764 | AK_NORTHWAY_AIRPORT
99765 | AK_HUSLIA
99766 | AK_POINT_HOPE_AWOS
99767 | AK_TANANA_RALPH_M_CALHOUN
99768 | AK_HUSLIA
99769 | AK_SAVOONGA
99770 | AK_SELAWIK
99771 | AK_UNALAKLEET_FIELD
99772 | AK_SHISHMAREF_AWOS
99773 | AK_AMBLER
99774 | AK_FAIRBANKS_INTL_ARPT
99776 | AK_NORTHWAY_AIRPORT
99777 | AK_TANANA_RALPH_M_CALHOUN
99778 | AK_NOME_MUNICIPAL_ARPT
99779 | AK_NORTHWAY_AIRPORT
99781 | AK_FORT_YUKON
99782 | AK_BARROW_W_POST_W_ROGERS
99783 | AK_SHISHMAREF_AWOS
99784 | AK_NOME_MUNICIPAL_ARPT
99786 | AK_AMBLER
99788 | AK_FORT_YUKON
99789 | AK_BARROW_W_POST_W_ROGERS
99790 | AK_FAIRBANKS_INTL_ARPT
99791 | AK_BARROW_W_POST_W_ROGERS
99801 | AK_JUNEAU_INT'L_ARPT
99820 | AK_SITKA_JAPONSKI_AP
99821 | AK_JUNEAU_INT'L_ARPT
99825 | AK_GUSTAVUS
99827 | AK_SKAGWAY_AIRPORT
99829 | AK_HOONAH
99830 | AK_KAKE_SEAPLANE_BASE
99832 | AK_HOONAH
99833 | AK_PETERSBURG
99835 | AK_SITKA_JAPONSKI_AP
99836 | AK_PETERSBURG
99840 | AK_SKAGWAY_AIRPORT
99841 | AK_HOONAH
99850 | AK_JUNEAU_INT'L_ARPT
99901 | AK_KETCHIKAN_INTL_AP
99918 | AK_WRANGELL
99919 | AK_KETCHIKAN_INTL_AP
99921 | AK_HYDABURG_SEAPLANE
99923 | AK_KETCHIKAN_INTL_AP
99925 | AK_HYDABURG_SEAPLANE
99926 | AK_ANNETTE_ISLAND_AP
99927 | AK_PETERSBURG
99928 | AK_KETCHIKAN_INTL_AP
99929 | AK_WRANGELL
99950 | AK_KETCHIKAN_INTL_AP
Note on B2: Heating Degree Days Base 65; TMY-3 weather data
Note on C2: Cooling Dew Point Hours Base 65; TMY-3 weather data
Note on D2: Cooling Degree Hours Base 74; TMY-3 weather data